## Cost Values
|  | Description | Unit | AveragePer Unit Cost | Quantity | Total Cost
Pipes
1 |  | 2.0-inch Pipe | feet | 7.15 | 24944 | 178349.6
2 |  | 2.5-inch Pipe | feet | 9 | 18975 | 170775
3 |  | 3.0-inch Pipe | feet | 10.5 | 7025 | 73762.5
4 |  | 4.0-inch Pipe | feet | 13.3 | 40495 | 538583.5
5 |  | 6.0-inch Pipe | feet | 19.75 | 26614 | 525626.5
Chlorinator
6 |  | Hydro 25 ppd |  | 14500 | 2 | 29000
Chemical Feed
7 |  | LMI Solution Pump |  | 1500 | 2 | 3000
Valves
8 |  | 2-inch |  | 1250 | 4 | 5000
9 |  | 4-inch |  | 1750 | 2 | 3500
10 |  | 6-inch |  | 2400 | 8 | 19200
Meters
11 |  | 3/4-inch manual read |  | 1000 | 307 | 307000
Fire Hydrants
12 |  | 2-plug |  | 6500 | 1 | 6500
13 |  | 3-plug |  | 7500 | 3 | 22500
Pressure Tank
14 |  | 8,000 gallon |  | 200000 | 1 | 200000
Elevated Tank
15 |  | 150,000 gallon; 161 feet |  | 8 | 150000 | 1200000
Tank Painting
16 |  | 8,000 gallon pressure tank |  | 5 | 8000 | 40000
17 |  | 150,000 gallon elevated tank |  | 5 | 150000 | 750000
Wells
18 |  | 8" casing; 1,781 feet |  |  |  | 1000000
19 |  | 10" casing; 1,775 feet |  |  |  | 1000000
20 | Scada System |  |  |  |  | 25000
21 | Well fence |  |  |  |  | 15000
22 | 40' x 60' Building |  |  |  |  | 75000
23 | Booster Pump |  |  |  |  | 150000

## 8-Choosing Asset Strategies
|  | System Inventory Worksheet | [98 empty] | Date: |  | 2025-04-03 | [8 empty] | Inflation Rate |  | 7.01% |  |  | 1 | 2 | 3 | 4 | 5 | 6 | 7 | 8 | 9 | 10 | 11 | 12 | 13 | 14 | 15 | 16 | 17 | 18 | 19 | 20 | 21 | 22 | 23 | 24 | 25 | 26 | 27 | 28 | 29 | 30 | 31 | 32 | 33 | 34 | 35 | 36 | 37 | 38 | 39 | 40 | 41 | 42 | 43 | 44 | 45
System Category | Asset Category | Asset | 1387731.9618 | 1442467.082 | 1442467.082 | 1442467.082 | 1442467.082 | 1441727.9936 | 1441727.9936 | 1441727.9936 | 1467096.7507 | 1467096.7507 | 1732842.3554 | 1735987.1831 | 1765547.8544 | 1784013.4302 | 1797288.4244 | 2295667.6783 | 2317414.478 | 2317414.478 | 2337078.8751 | 2349869.2296 | 2581556.7653 | 2581556.7653 | 2581556.7653 | 2581556.7653 | 2581556.7653 | 7095044.0517 | 7105990.931 | 7105990.931 | 7105990.931 | 7105990.931 | 7208859.7415 | 7208859.7415 | 7546561.2738 | 7615184.728 | 7675659.7526 | 10020085.7316 | 10112420.1288 | 10112420.1288 | 10191720.1876 | 10242231.4929 | 15804011.3294 | 15834256.4826 | 15834256.4826 | 15834256.4826 | 15909859.5012 | [45 empty] | Line Segment | Length of Pipe (ft) | Latitude | Longitude | Expected Useful Life |  | Condition | Service History | Age |  | Adjusted Useful Life |  | Remaining Useful Life |  | Criticality | Prioritization Score |  | Cost Category | Current Cost |  | Future Cost Category | Future Cost | Number of First Cycle Fundings | Number of Second Cycle Fundings | Year 1 | Year 2 | Year 3 | Year 4 | Year 5 | Year 6 | Year 7 | Year 8 | Year 9 | Year 10 | Year 11 | Year 12 | Year 13 | Year 14 | Year 15 | Year 16 | Year 17 | Year 18 | Year 19 | Year 20 | Year 21 | Year 22 | Year 23 | Year 24 | Year 25 | Year 26 | Year 27 | Year 28 | Year 29 | Year 30 | Year 31 | Year 32 | Year 33 | Year 34 | Year 35 | Year 36 | Year 37 | Year 38 | Year 39 | Year 40 | Year 41 | Year 42 | Year 43 | Year 44 | Year 45
|  |  | 2026 | 2027 | 2028 | 2029 | 2030 | 2031 | 2032 | 2033 | 2034 | 2035 | 2036 | 2037 | 2038 | 2039 | 2040 | 2041 | 2042 | 2043 | 2044 | 2045 | 2046 | 2047 | 2048 | 2049 | 2050 | 2051 | 2052 | 2053 | 2054 | 2055 | 2056 | 2057 | 2058 | 2059 | 2060 | 2061 | 2062 | 2063 | 2064 | 2065 | 2066 | 2067 | 2068 | 2069 | 2070 | 2071 | 2072 | 2073 | 2074 | 2075 | 2076 | 2077 | 2078 | 2079 | 2080 | 2081 | 2082 | 2083 | 2084 | 2085 | 2086 | 2087 | 2088 | 2089 | 2090 | 2091 | 2092 | 2093 | 2094 | 2095 | 2096 | 2097 | 2098 | 2099 | 2100 | 2101 | 2102 | 2103 | 2104 | 2105 | 2106 | 2107 | 2108 | 2109 | 2110 | 2111 | 2112 | 2113 | 2114 | 2115 |  |  |  |  | Length | Time Unit |  |  | Length | Time Unit | Length | Time Unit | Length | Time Unit | [10 empty] | 2026 | 2027 | 2028 | 2029 | 2030 | 2031 | 2032 | 2033 | 2034 | 2035 | 2036 | 2037 | 2038 | 2039 | 2040 | 2041 | 2042 | 2043 | 2044 | 2045 | 2046 | 2047 | 2048 | 2049 | 2050 | 2051 | 2052 | 2053 | 2054 | 2055 | 2056 | 2057 | 2058 | 2059 | 2060 | 2061 | 2062 | 2063 | 2064 | 2065 | 2066 | 2067 | 2068 | 2069 | 2070
Dist | 1 | Line P23 – 2” line on west side Longview-Adaton Road heading to Morris Road – 964 ft | 1 | 1 | 1 | 1 | 1 | 1 | 1 | 1 | 1 | 1 | 1 | 1 | 0 | 1 | 1 | 1 | 1 | 1 | 1 | 1 | 1 | 1 | 1 | 1 | 1 | 1 | 1 | 1 | 1 | 1 | 1 | 1 | 1 | 1 | 1 | 1 | 1 | 1 | 1 | 1 | 1 | 1 | 1 | 1 | 1 | 1 | 1 | 1 | 1 | 1 | 1 | 1 | 1 | 1 | 1 | 1 | 1 | 1 | 1 | 1 | 1 | 1 | 1 | 1 | 1 | 1 | 1 | 1 | 1 | 1 | 1 | 1 | 1 | 1 | 1 | 1 | 1 | 1 | 1 | 1 | 1 | 1 | 1 | 1 | 1 | 1 | 1 | 1 | 1 | 1 | P-23 | 964 | 33.4307 | -88.8019 | 35 | years | Very leaky; pipe is deteriorating | Averages a leak every three months. Each leak takes 1½ hours to repair | 20 | years | 25 | years | 5 | years | 1 | 5 |  | 1 | 6892.6 |  | 4 | 17990.8008 | 5 | 24 | 3598.1602 | 3598.1602 | 3598.1602 | 3598.1602 | 3598.1602 | 4078.0106 | 4078.0106 | 4078.0106 | 4078.0106 | 4078.0106 | 4078.0106 | 4078.0106 | 0 | 4078.0106 | 4078.0106 | 4078.0106 | 4078.0106 | 4078.0106 | 4078.0106 | 4078.0106 | 4078.0106 | 4078.0106 | 4078.0106 | 4078.0106 | 4078.0106 | 4078.0106 | 4078.0106 | 4078.0106 | 4078.0106 | 4078.0106 | 21297.5031 | 21297.5031 | 21297.5031 | 21297.5031 | 21297.5031 | 21297.5031 | 21297.5031 | 21297.5031 | 21297.5031 | 21297.5031 | 21297.5031 | 21297.5031 | 21297.5031 | 21297.5031 | 21297.5031
Dist | 1 | 2” and 2½” lines on Gray Road and past Gray Road on New Light Road (18,777 feet; P-3, P-4, P-5, P-12, P-22) | [90 empty] | P-3, P-4, P-5, P-12, P-22 | 18777 | 33.4308 | -88.8011 | 35 | years | Good condition, but area is gaining population; new customers can’t be serviced – need replacing | Normal maintenance and service | 15 | years | 20 | years | 5 | years | 1 | 5 |  | 2 | 168993 |  | 4 | 350428.7 | 5 | 20 | 70085.74 | 70085.74 | 70085.74 | 70085.74 | 70085.74 | 67929.2709 | 67929.2709 | 67929.2709 | 67929.2709 | 67929.2709 | 67929.2709 | 67929.2709 | 67929.2709 | 67929.2709 | 67929.2709 | 67929.2709 | 67929.2709 | 67929.2709 | 67929.2709 | 67929.2709 | 67929.2709 | 67929.2709 | 67929.2709 | 67929.2709 | 67929.2709 | 263356.6167 | 263356.6167 | 263356.6167 | 263356.6167 | 263356.6167 | 263356.6167 | 263356.6167 | 263356.6167 | 263356.6167 | 263356.6167 | 263356.6167 | 263356.6167 | 263356.6167 | 263356.6167 | 263356.6167 | 263356.6167 | 263356.6167 | 263356.6167 | 263356.6167 | 263356.6167 | ] | bar: 2026 to 2115
Storage | 6 | Well #1 pressure tank | [91 empty] | 1 | 33.4302 | -88.8018 | 35 | years | Fair condition; needs painting/reconditioning | Inspected regularly as of late | 45 | years | 45 | years | 8 | years | 1 | 8 |  | 16 | 40000 |  | 16 | 68778.849 | 8 | 45 | 8597.3561 | 8597.3561 | 8597.3561 | 8597.3561 | 8597.3561 | 8597.3561 | 8597.3561 | 8597.3561 | 32235.8238 | 32235.8238 | 32235.8238 | 32235.8238 | 32235.8238 | 32235.8238 | 32235.8238 | 32235.8238 | 32235.8238 | 32235.8238 | 32235.8238 | 32235.8238 | 32235.8238 | 32235.8238 | 32235.8238 | 32235.8238 | 32235.8238 | 32235.8238 | 32235.8238 | 32235.8238 | 32235.8238 | 32235.8238 | 32235.8238 | 32235.8238 | 32235.8238 | 32235.8238 | 32235.8238 | 32235.8238 | 32235.8238 | 32235.8238 | 32235.8238 | 32235.8238 | 32235.8238 | 32235.8238 | 32235.8238 | 32235.8238 | 32235.8238 | bar: 2026 to 2115
Treatment | 7 | Well #1 Chlorinator | [91 empty] | 1 | 33.5413 | -88.7414 | 15 | years | Good condition | Serviced regularly | 4 | years | 12 | years | 8 | years | 1 | 8 |  | 6 | 14500 |  | 6 | 24932.3328 | 8 | 12 | 3116.5416 | 3116.5416 | 3116.5416 | 3116.5416 | 3116.5416 | 3116.5416 | 3116.5416 | 3116.5416 | 4684.6164 | 4684.6164 | 4684.6164 | 4684.6164 | 4684.6164 | 4684.6164 | 4684.6164 | 4684.6164 | 4684.6164 | 4684.6164 | 4684.6164 | 4684.6164 | 10562.4923 | 10562.4923 | 10562.4923 | 10562.4923 | 10562.4923 | 10562.4923 | 10562.4923 | 10562.4923 | 10562.4923 | 10562.4923 | 10562.4923 | 10562.4923 | 23815.4491 | 23815.4491 | 23815.4491 | 23815.4491 | 23815.4491 | 23815.4491 | 23815.4491 | 23815.4491 | 23815.4491 | 23815.4491 | 23815.4491 | 23815.4491 | 92330.6846 | bar: 2026 to 2115
Dist | 1 | Line P-8 - 2.00" line on Adation-Longview Road S | [90 empty] | P-8 | 1589.29 | 33.0004 | -88.3522 | 40 | years | Should be upgraded to 4" line | Not adequate for future growth on western end of system | 25 | years | 35 | years | 10 | years | 1 | 10 |  | 1 | 11363.4235 |  | 4 | 41619.6508 | 10 | 35 | 4161.9651 | 4161.9651 | 4161.9651 | 4161.9651 | 4161.9651 | 4161.9651 | 4161.9651 | 4161.9651 | 4161.9651 | 4161.9651 | 12737.4687 | 12737.4687 | 12737.4687 | 12737.4687 | 12737.4687 | 12737.4687 | 12737.4687 | 12737.4687 | 12737.4687 | 12737.4687 | 12737.4687 | 12737.4687 | 12737.4687 | 12737.4687 | 12737.4687 | 12737.4687 | 12737.4687 | 12737.4687 | 12737.4687 | 12737.4687 | 12737.4687 | 12737.4687 | 12737.4687 | 12737.4687 | 12737.4687 | 12737.4687 | 12737.4687 | 12737.4687 | 12737.4687 | 12737.4687 | 12737.4687 | 12737.4687 | 12737.4687 | 12737.4687 | 12737.4687 | bar: 2026 to 2115
Dist | 1 | Line P-9 - 2.00" line on Sykes Road | [90 empty] | P-9 | 1762.69 | 33.769 | -88.9786 | 40 | years | Should be upgraded to 4" line | Not adequate for future growth on western end of system | 25 | years | 35 | years | 10 | years | 1 | 10 |  | 1 | 12603.2335 |  | 4 | 46160.5763 | 10 | 35 | 4616.0576 | 4616.0576 | 4616.0576 | 4616.0576 | 4616.0576 | 4616.0576 | 4616.0576 | 4616.0576 | 4616.0576 | 4616.0576 | 14127.1944 | 14127.1944 | 14127.1944 | 14127.1944 | 14127.1944 | 14127.1944 | 14127.1944 | 14127.1944 | 14127.1944 | 14127.1944 | 14127.1944 | 14127.1944 | 14127.1944 | 14127.1944 | 14127.1944 | 14127.1944 | 14127.1944 | 14127.1944 | 14127.1944 | 14127.1944 | 14127.1944 | 14127.1944 | 14127.1944 | 14127.1944 | 14127.1944 | 14127.1944 | 14127.1944 | 14127.1944 | 14127.1944 | 14127.1944 | 14127.1944 | 14127.1944 | 14127.1944 | 14127.1944 | 14127.1944 | bar: 2026 to 2115
Dist | 1 | Line P-31 - 2.00" line on Sykes Road | [90 empty] | P-31 | 201.28 | 33.3225 | -88.2201 | 40 | years | Should be upgraded to 4" line | Not adequate for future growth | 25 | years | 35 | years | 10 | years | 1 | 10 |  | 1 | 1439.152 |  | 4 | 5271.0351 | 10 | 35 | 527.1035 | 527.1035 | 527.1035 | 527.1035 | 527.1035 | 527.1035 | 527.1035 | 527.1035 | 527.1035 | 527.1035 | 1613.1717 | 1613.1717 | 1613.1717 | 1613.1717 | 1613.1717 | 1613.1717 | 1613.1717 | 1613.1717 | 1613.1717 | 1613.1717 | 1613.1717 | 1613.1717 | 1613.1717 | 1613.1717 | 1613.1717 | 1613.1717 | 1613.1717 | 1613.1717 | 1613.1717 | 1613.1717 | 1613.1717 | 1613.1717 | 1613.1717 | 1613.1717 | 1613.1717 | 1613.1717 | 1613.1717 | 1613.1717 | 1613.1717 | 1613.1717 | 1613.1717 | 1613.1717 | 1613.1717 | 1613.1717 | 1613.1717 | bar: 2026 to 2115
Dist | 1 | Line P-32 - 2.00" line on Sykes Road | [90 empty] | P-32 | 2431.57 | 33.7057 | -88.0703 | 40 | years | Should be upgraded to 4" line | Not adequate for future growth | 25 | years | 35 | years | 10 | years | 1 | 10 |  | 1 | 17385.7255 |  | 4 | 63676.9214 | 10 | 35 | 6367.6921 | 6367.6921 | 6367.6921 | 6367.6921 | 6367.6921 | 6367.6921 | 6367.6921 | 6367.6921 | 6367.6921 | 6367.6921 | 19487.9769 | 19487.9769 | 19487.9769 | 19487.9769 | 19487.9769 | 19487.9769 | 19487.9769 | 19487.9769 | 19487.9769 | 19487.9769 | 19487.9769 | 19487.9769 | 19487.9769 | 19487.9769 | 19487.9769 | 19487.9769 | 19487.9769 | 19487.9769 | 19487.9769 | 19487.9769 | 19487.9769 | 19487.9769 | 19487.9769 | 19487.9769 | 19487.9769 | 19487.9769 | 19487.9769 | 19487.9769 | 19487.9769 | 19487.9769 | 19487.9769 | 19487.9769 | 19487.9769 | 19487.9769 | 19487.9769 | bar: 2026 to 2115
Dist | 1 | Line P-36 - 2.00" line on New Hope Church Road | [90 empty] | P-36 | 1020.51 | 33.6243 | -88.2287 | 40 | years | Should be upgraded to 4" line | Not adequate for future growth | 25 | years | 35 | years | 10 | years | 1 | 10 |  | 1 | 7296.6465 |  | 4 | 26724.682 | 10 | 35 | 2672.4682 | 2672.4682 | 2672.4682 | 2672.4682 | 2672.4682 | 2672.4682 | 2672.4682 | 2672.4682 | 2672.4682 | 2672.4682 | 8178.9442 | 8178.9442 | 8178.9442 | 8178.9442 | 8178.9442 | 8178.9442 | 8178.9442 | 8178.9442 | 8178.9442 | 8178.9442 | 8178.9442 | 8178.9442 | 8178.9442 | 8178.9442 | 8178.9442 | 8178.9442 | 8178.9442 | 8178.9442 | 8178.9442 | 8178.9442 | 8178.9442 | 8178.9442 | 8178.9442 | 8178.9442 | 8178.9442 | 8178.9442 | 8178.9442 | 8178.9442 | 8178.9442 | 8178.9442 | 8178.9442 | 8178.9442 | 8178.9442 | 8178.9442 | 8178.9442 | bar: 2026 to 2115
Dist | 1 | Line P-42 - 2.00" line on Adation-Longview Road S | [90 empty] | P-42 | 870.48 | 33.7854 | -88.5125 | 40 | years | Should be upgraded to 4" line | Not adequate for future growth | 25 | years | 35 | years | 10 | years | 1 | 10 |  | 1 | 6223.932 |  | 4 | 22795.7602 | 10 | 35 | 2279.576 | 2279.576 | 2279.576 | 2279.576 | 2279.576 | 2279.576 | 2279.576 | 2279.576 | 2279.576 | 2279.576 | 6976.5189 | 6976.5189 | 6976.5189 | 6976.5189 | 6976.5189 | 6976.5189 | 6976.5189 | 6976.5189 | 6976.5189 | 6976.5189 | 6976.5189 | 6976.5189 | 6976.5189 | 6976.5189 | 6976.5189 | 6976.5189 | 6976.5189 | 6976.5189 | 6976.5189 | 6976.5189 | 6976.5189 | 6976.5189 | 6976.5189 | 6976.5189 | 6976.5189 | 6976.5189 | 6976.5189 | 6976.5189 | 6976.5189 | 6976.5189 | 6976.5189 | 6976.5189 | 6976.5189 | 6976.5189 | 6976.5189 | bar: 2026 to 2115
Dist | 1 | Line P-43 - 2.00" line on Adation-Longview Road S | [90 empty] | P-43 | 1481.11 | 33.862 | -88.2071 | 40 | years | Should be upgraded to 4" line | Not adequate for future growth | 25 | years | 35 | years | 10 | years | 1 | 10 |  | 1 | 10589.9365 |  | 4 | 38786.679 | 10 | 35 | 3878.6679 | 3878.6679 | 3878.6679 | 3878.6679 | 3878.6679 | 3878.6679 | 3878.6679 | 3878.6679 | 3878.6679 | 3878.6679 | 11870.453 | 11870.453 | 11870.453 | 11870.453 | 11870.453 | 11870.453 | 11870.453 | 11870.453 | 11870.453 | 11870.453 | 11870.453 | 11870.453 | 11870.453 | 11870.453 | 11870.453 | 11870.453 | 11870.453 | 11870.453 | 11870.453 | 11870.453 | 11870.453 | 11870.453 | 11870.453 | 11870.453 | 11870.453 | 11870.453 | 11870.453 | 11870.453 | 11870.453 | 11870.453 | 11870.453 | 11870.453 | 11870.453 | 11870.453 | 11870.453 | bar: 2026 to 2115
Dist | 1 | Line P-44 - 2.00" line on Adation-Longview Road S | [90 empty] | P-44 | 926.54 | 33.8289 | -88.69 | 40 | years | Should be upgraded to 4" line | Not adequate for future growth | 25 | years | 35 | years | 10 | years | 1 | 10 |  | 1 | 6624.761 |  | 4 | 24263.8356 | 10 | 35 | 2426.3836 | 2426.3836 | 2426.3836 | 2426.3836 | 2426.3836 | 2426.3836 | 2426.3836 | 2426.3836 | 2426.3836 | 2426.3836 | 7425.8155 | 7425.8155 | 7425.8155 | 7425.8155 | 7425.8155 | 7425.8155 | 7425.8155 | 7425.8155 | 7425.8155 | 7425.8155 | 7425.8155 | 7425.8155 | 7425.8155 | 7425.8155 | 7425.8155 | 7425.8155 | 7425.8155 | 7425.8155 | 7425.8155 | 7425.8155 | 7425.8155 | 7425.8155 | 7425.8155 | 7425.8155 | 7425.8155 | 7425.8155 | 7425.8155 | 7425.8155 | 7425.8155 | 7425.8155 | 7425.8155 | 7425.8155 | 7425.8155 | 7425.8155 | 7425.8155 | bar: 2026 to 2115
Dist | 1 | Line P-47 - 2.00" line on Sykes Road | [90 empty] | P-47 | 2782.73 | 33.1736 | -88.4959 | 40 | years | Should be upgraded to 4" line | Not adequate for future growth | 25 | years | 35 | years | 10 | years | 1 | 10 |  | 1 | 19896.5195 |  | 4 | 72872.9501 | 10 | 35 | 7287.295 | 7287.295 | 7287.295 | 7287.295 | 7287.295 | 7287.295 | 7287.295 | 7287.295 | 7287.295 | 7287.295 | 22302.3717 | 22302.3717 | 22302.3717 | 22302.3717 | 22302.3717 | 22302.3717 | 22302.3717 | 22302.3717 | 22302.3717 | 22302.3717 | 22302.3717 | 22302.3717 | 22302.3717 | 22302.3717 | 22302.3717 | 22302.3717 | 22302.3717 | 22302.3717 | 22302.3717 | 22302.3717 | 22302.3717 | 22302.3717 | 22302.3717 | 22302.3717 | 22302.3717 | 22302.3717 | 22302.3717 | 22302.3717 | 22302.3717 | 22302.3717 | 22302.3717 | 22302.3717 | 22302.3717 | 22302.3717 | 22302.3717 | bar: 2026 to 2115
Dist | 1 | Line P-48 - 2.50" line on Sykes Road | [90 empty] | P-48 | 1129.2 | 33.6071 | -88.0004 | 40 | years | Should be upgraded to 4" line | Not adequate for future growth on western end of system | 25 | years | 35 | years | 10 | years | 1 | 10 |  | 2 | 10162.8 |  | 4 | 29571.0095 | 10 | 35 | 2957.101 | 2957.101 | 2957.101 | 2957.101 | 2957.101 | 2957.101 | 2957.101 | 2957.101 | 2957.101 | 2957.101 | 9050.0473 | 9050.0473 | 9050.0473 | 9050.0473 | 9050.0473 | 9050.0473 | 9050.0473 | 9050.0473 | 9050.0473 | 9050.0473 | 9050.0473 | 9050.0473 | 9050.0473 | 9050.0473 | 9050.0473 | 9050.0473 | 9050.0473 | 9050.0473 | 9050.0473 | 9050.0473 | 9050.0473 | 9050.0473 | 9050.0473 | 9050.0473 | 9050.0473 | 9050.0473 | 9050.0473 | 9050.0473 | 9050.0473 | 9050.0473 | 9050.0473 | 9050.0473 | 9050.0473 | 9050.0473 | 9050.0473 | bar: 2026 to 2115
Treatment | 7 | Well #2 Chlorinator | [91 empty] | 1 | 33.4303 | -88.8019 | 15 | years | Good condition | Serviced regularly | 4 | years | 15 | years | 11 | years | 1 | 11 |  | 6 | 14500 |  | 6 | 30551.744 | 11 | 15 | 2777.4313 | 2777.4313 | 2777.4313 | 2777.4313 | 2777.4313 | 2777.4313 | 2777.4313 | 2777.4313 | 2777.4313 | 2777.4313 | 2777.4313 | 5627.4314 | 5627.4314 | 5627.4314 | 5627.4314 | 5627.4314 | 5627.4314 | 5627.4314 | 5627.4314 | 5627.4314 | 5627.4314 | 5627.4314 | 5627.4314 | 5627.4314 | 5627.4314 | 5627.4314 | 15548.0407 | 15548.0407 | 15548.0407 | 15548.0407 | 15548.0407 | 15548.0407 | 15548.0407 | 15548.0407 | 15548.0407 | 15548.0407 | 15548.0407 | 15548.0407 | 15548.0407 | 15548.0407 | 15548.0407 | 42957.7109 | 42957.7109 | 42957.7109 | 42957.7109 | bar: 2026 to 2115
Dist | 1 | Line P-2 - 4.00" line on New Light Road | [90 empty] | P-2 | 795.07 | 33.335 | -88.0201 | 40 | years | Should be upgraded to 6" line | Not adequate for future growth on western end of system | 20 | years | 35 | years | 15 | years | 1 | 15 |  | 4 | 10574.431 |  | 5 | 43384.8328 | 15 | 35 | 2892.3222 | 2892.3222 | 2892.3222 | 2892.3222 | 2892.3222 | 2892.3222 | 2892.3222 | 2892.3222 | 2892.3222 | 2892.3222 | 2892.3222 | 2892.3222 | 2892.3222 | 2892.3222 | 2892.3222 | 13277.6931 | 13277.6931 | 13277.6931 | 13277.6931 | 13277.6931 | 13277.6931 | 13277.6931 | 13277.6931 | 13277.6931 | 13277.6931 | 13277.6931 | 13277.6931 | 13277.6931 | 13277.6931 | 13277.6931 | 13277.6931 | 13277.6931 | 13277.6931 | 13277.6931 | 13277.6931 | 13277.6931 | 13277.6931 | 13277.6931 | 13277.6931 | 13277.6931 | 13277.6931 | 13277.6931 | 13277.6931 | 13277.6931 | 13277.6931 | bar: 2026 to 2115
Dist | 1 | Line P-6 - 2.00" line on Falcon Road | [90 empty] | P-6 | 1682.9 | 33.4843 | -88.3344 | 40 | years | Good condition; upgrade to 4" line in the future | Not adequate for future growth | 20 | years | 35 | years | 15 | years | 1 | 15 |  | 1 | 12032.735 |  | 4 | 61840.8446 | 15 | 35 | 4122.723 | 4122.723 | 4122.723 | 4122.723 | 4122.723 | 4122.723 | 4122.723 | 4122.723 | 4122.723 | 4122.723 | 4122.723 | 4122.723 | 4122.723 | 4122.723 | 4122.723 | 18926.0555 | 18926.0555 | 18926.0555 | 18926.0555 | 18926.0555 | 18926.0555 | 18926.0555 | 18926.0555 | 18926.0555 | 18926.0555 | 18926.0555 | 18926.0555 | 18926.0555 | 18926.0555 | 18926.0555 | 18926.0555 | 18926.0555 | 18926.0555 | 18926.0555 | 18926.0555 | 18926.0555 | 18926.0555 | 18926.0555 | 18926.0555 | 18926.0555 | 18926.0555 | 18926.0555 | 18926.0555 | 18926.0555 | 18926.0555 | bar: 2026 to 2115
Dist | 1 | Line P-13 - 4.00" line on New Light Road | [90 empty] | P-13 | 4257.53 | 33.51 | -88.9288 | 40 | years | Should be upgraded to 6" line | Not adequate for future growth on western end of system | 20 | years | 35 | years | 15 | years | 1 | 15 |  | 4 | 56625.149 |  | 5 | 232321.9678 | 15 | 35 | 15488.1312 | 15488.1312 | 15488.1312 | 15488.1312 | 15488.1312 | 15488.1312 | 15488.1312 | 15488.1312 | 15488.1312 | 15488.1312 | 15488.1312 | 15488.1312 | 15488.1312 | 15488.1312 | 15488.1312 | 71100.8799 | 71100.8799 | 71100.8799 | 71100.8799 | 71100.8799 | 71100.8799 | 71100.8799 | 71100.8799 | 71100.8799 | 71100.8799 | 71100.8799 | 71100.8799 | 71100.8799 | 71100.8799 | 71100.8799 | 71100.8799 | 71100.8799 | 71100.8799 | 71100.8799 | 71100.8799 | 71100.8799 | 71100.8799 | 71100.8799 | 71100.8799 | 71100.8799 | 71100.8799 | 71100.8799 | 71100.8799 | 71100.8799 | 71100.8799 | bar: 2026 to 2115
Dist | 1 | Line P-21 - 4.00" line on New Light Road | [90 empty] | P-21 | 4129.61 | 33.9907 | -88.4509 | 40 | years | Should be upgraded to 6" line | Not adequate for future growth on western end of system | 20 | years | 35 | years | 15 | years | 1 | 15 |  | 4 | 54923.813 |  | 5 | 225341.7173 | 15 | 35 | 15022.7812 | 15022.7812 | 15022.7812 | 15022.7812 | 15022.7812 | 15022.7812 | 15022.7812 | 15022.7812 | 15022.7812 | 15022.7812 | 15022.7812 | 15022.7812 | 15022.7812 | 15022.7812 | 15022.7812 | 68964.612 | 68964.612 | 68964.612 | 68964.612 | 68964.612 | 68964.612 | 68964.612 | 68964.612 | 68964.612 | 68964.612 | 68964.612 | 68964.612 | 68964.612 | 68964.612 | 68964.612 | 68964.612 | 68964.612 | 68964.612 | 68964.612 | 68964.612 | 68964.612 | 68964.612 | 68964.612 | 68964.612 | 68964.612 | 68964.612 | 68964.612 | 68964.612 | 68964.612 | 68964.612 | bar: 2026 to 2115
Dist | 1 | Line P-24 - 4.00" line on New Light Road | [90 empty] | P-24 | 1801.07 | 33.076 | -88.0696 | 40 | years | Should be upgraded to 6" line | Not adequate for future growth on western end of system | 20 | years | 35 | years | 15 | years | 1 | 15 |  | 4 | 23954.231 |  | 5 | 98279.5486 | 15 | 35 | 6551.9699 | 6551.9699 | 6551.9699 | 6551.9699 | 6551.9699 | 6551.9699 | 6551.9699 | 6551.9699 | 6551.9699 | 6551.9699 | 6551.9699 | 6551.9699 | 6551.9699 | 6551.9699 | 6551.9699 | 30077.9235 | 30077.9235 | 30077.9235 | 30077.9235 | 30077.9235 | 30077.9235 | 30077.9235 | 30077.9235 | 30077.9235 | 30077.9235 | 30077.9235 | 30077.9235 | 30077.9235 | 30077.9235 | 30077.9235 | 30077.9235 | 30077.9235 | 30077.9235 | 30077.9235 | 30077.9235 | 30077.9235 | 30077.9235 | 30077.9235 | 30077.9235 | 30077.9235 | 30077.9235 | 30077.9235 | 30077.9235 | 30077.9235 | 30077.9235 | bar: 2026 to 2115
Dist | 1 | Line P-25 - 4.00" line on New Light Road | [90 empty] | P-25 | 1345.79 | 33.9997 | -88.215 | 40 | years | Should be upgraded to 6" line | Not adequate for future growth on western end of system | 20 | years | 35 | years | 15 | years | 1 | 15 |  | 4 | 17899.007 |  | 5 | 73436.1428 | 15 | 35 | 4895.7429 | 4895.7429 | 4895.7429 | 4895.7429 | 4895.7429 | 4895.7429 | 4895.7429 | 4895.7429 | 4895.7429 | 4895.7429 | 4895.7429 | 4895.7429 | 4895.7429 | 4895.7429 | 4895.7429 | 22474.7337 | 22474.7337 | 22474.7337 | 22474.7337 | 22474.7337 | 22474.7337 | 22474.7337 | 22474.7337 | 22474.7337 | 22474.7337 | 22474.7337 | 22474.7337 | 22474.7337 | 22474.7337 | 22474.7337 | 22474.7337 | 22474.7337 | 22474.7337 | 22474.7337 | 22474.7337 | 22474.7337 | 22474.7337 | 22474.7337 | 22474.7337 | 22474.7337 | 22474.7337 | 22474.7337 | 22474.7337 | 22474.7337 | 22474.7337 | bar: 2026 to 2115
Dist | 1 | Line P-28 - 4.00" line on New Light Road | [90 empty] | P-28 | 200.88 | 33.9913 | -88.991 | 40 | years | Should be upgraded to 6" line | Not adequate for future growth on western end of system | 20 | years | 35 | years | 15 | years | 1 | 15 |  | 4 | 2671.704 |  | 5 | 10961.4816 | 15 | 35 | 730.7654 | 730.7654 | 730.7654 | 730.7654 | 730.7654 | 730.7654 | 730.7654 | 730.7654 | 730.7654 | 730.7654 | 730.7654 | 730.7654 | 730.7654 | 730.7654 | 730.7654 | 3354.7021 | 3354.7021 | 3354.7021 | 3354.7021 | 3354.7021 | 3354.7021 | 3354.7021 | 3354.7021 | 3354.7021 | 3354.7021 | 3354.7021 | 3354.7021 | 3354.7021 | 3354.7021 | 3354.7021 | 3354.7021 | 3354.7021 | 3354.7021 | 3354.7021 | 3354.7021 | 3354.7021 | 3354.7021 | 3354.7021 | 3354.7021 | 3354.7021 | 3354.7021 | 3354.7021 | 3354.7021 | 3354.7021 | 3354.7021 | bar: 2026 to 2115
Dist | 1 | Line P-30 - 4.00" line on New Light Road | [90 empty] | P-30 | 3118.87 | 33.8588 | -88.6469 | 40 | years | Should be upgraded to 6" line | Not adequate for future growth on western end of system | 20 | years | 35 | years | 15 | years | 1 | 15 |  | 4 | 41480.971 |  | 5 | 170188.3524 | 15 | 35 | 11345.8902 | 11345.8902 | 11345.8902 | 11345.8902 | 11345.8902 | 11345.8902 | 11345.8902 | 11345.8902 | 11345.8902 | 11345.8902 | 11345.8902 | 11345.8902 | 11345.8902 | 11345.8902 | 11345.8902 | 52085.2234 | 52085.2234 | 52085.2234 | 52085.2234 | 52085.2234 | 52085.2234 | 52085.2234 | 52085.2234 | 52085.2234 | 52085.2234 | 52085.2234 | 52085.2234 | 52085.2234 | 52085.2234 | 52085.2234 | 52085.2234 | 52085.2234 | 52085.2234 | 52085.2234 | 52085.2234 | 52085.2234 | 52085.2234 | 52085.2234 | 52085.2234 | 52085.2234 | 52085.2234 | 52085.2234 | 52085.2234 | 52085.2234 | 52085.2234 | bar: 2026 to 2115
Dist | 1 | Line P-33 - 4.00" line on New Light Road | [90 empty] | P-33 | 5190.02 | 33.8594 | -88.4365 | 40 | years | Should be upgraded to 6" line | Not adequate for future growth on western end of system | 20 | years | 35 | years | 15 | years | 1 | 15 |  | 4 | 69027.266 |  | 5 | 283205.4406 | 15 | 35 | 18880.3627 | 18880.3627 | 18880.3627 | 18880.3627 | 18880.3627 | 18880.3627 | 18880.3627 | 18880.3627 | 18880.3627 | 18880.3627 | 18880.3627 | 18880.3627 | 18880.3627 | 18880.3627 | 18880.3627 | 86673.4911 | 86673.4911 | 86673.4911 | 86673.4911 | 86673.4911 | 86673.4911 | 86673.4911 | 86673.4911 | 86673.4911 | 86673.4911 | 86673.4911 | 86673.4911 | 86673.4911 | 86673.4911 | 86673.4911 | 86673.4911 | 86673.4911 | 86673.4911 | 86673.4911 | 86673.4911 | 86673.4911 | 86673.4911 | 86673.4911 | 86673.4911 | 86673.4911 | 86673.4911 | 86673.4911 | 86673.4911 | 86673.4911 | 86673.4911 | bar: 2026 to 2115
Dist | 1 | Line P-34 - 4.00" line on New Light Road | [90 empty] | P-34 | 205.5 | 33.2687 | -88.1756 | 40 | years | Should be upgraded to 6" line | Not adequate for future growth on western end of system | 20 | years | 35 | years | 15 | years | 1 | 15 |  | 4 | 2733.15 |  | 5 | 11213.5826 | 15 | 35 | 747.5722 | 747.5722 | 747.5722 | 747.5722 | 747.5722 | 747.5722 | 747.5722 | 747.5722 | 747.5722 | 747.5722 | 747.5722 | 747.5722 | 747.5722 | 747.5722 | 747.5722 | 3431.8562 | 3431.8562 | 3431.8562 | 3431.8562 | 3431.8562 | 3431.8562 | 3431.8562 | 3431.8562 | 3431.8562 | 3431.8562 | 3431.8562 | 3431.8562 | 3431.8562 | 3431.8562 | 3431.8562 | 3431.8562 | 3431.8562 | 3431.8562 | 3431.8562 | 3431.8562 | 3431.8562 | 3431.8562 | 3431.8562 | 3431.8562 | 3431.8562 | 3431.8562 | 3431.8562 | 3431.8562 | 3431.8562 | 3431.8562 | bar: 2026 to 2115
Dist | 1 | Line P-35 - 4.00" line on New Light Road | [90 empty] | P-35 | 1407.75 | 33.1838 | -88.0121 | 40 | years | Should be upgraded to 6" line | Not adequate for future growth on western end of system | 20 | years | 35 | years | 15 | years | 1 | 15 |  | 4 | 18723.075 |  | 5 | 76817.1335 | 15 | 35 | 5121.1422 | 5121.1422 | 5121.1422 | 5121.1422 | 5121.1422 | 5121.1422 | 5121.1422 | 5121.1422 | 5121.1422 | 5121.1422 | 5121.1422 | 5121.1422 | 5121.1422 | 5121.1422 | 5121.1422 | 23509.4676 | 23509.4676 | 23509.4676 | 23509.4676 | 23509.4676 | 23509.4676 | 23509.4676 | 23509.4676 | 23509.4676 | 23509.4676 | 23509.4676 | 23509.4676 | 23509.4676 | 23509.4676 | 23509.4676 | 23509.4676 | 23509.4676 | 23509.4676 | 23509.4676 | 23509.4676 | 23509.4676 | 23509.4676 | 23509.4676 | 23509.4676 | 23509.4676 | 23509.4676 | 23509.4676 | 23509.4676 | 23509.4676 | 23509.4676 | bar: 2026 to 2115
Dist | 1 | Line P-39 - 4.00" line on New Light Road | [90 empty] | P-39 | 2575.57 | 33.6806 | -88.5402 | 40 | years | Should be upgraded to 6" line | Not adequate for future growth on western end of system | 20 | years | 35 | years | 15 | years | 1 | 15 |  | 4 | 34255.081 |  | 5 | 140541.9318 | 15 | 35 | 9369.4621 | 9369.4621 | 9369.4621 | 9369.4621 | 9369.4621 | 9369.4621 | 9369.4621 | 9369.4621 | 9369.4621 | 9369.4621 | 9369.4621 | 9369.4621 | 9369.4621 | 9369.4621 | 9369.4621 | 43012.097 | 43012.097 | 43012.097 | 43012.097 | 43012.097 | 43012.097 | 43012.097 | 43012.097 | 43012.097 | 43012.097 | 43012.097 | 43012.097 | 43012.097 | 43012.097 | 43012.097 | 43012.097 | 43012.097 | 43012.097 | 43012.097 | 43012.097 | 43012.097 | 43012.097 | 43012.097 | 43012.097 | 43012.097 | 43012.097 | 43012.097 | 43012.097 | 43012.097 | 43012.097 | bar: 2026 to 2115
Dist | 1 | Line P-40 - 4.00" line on New Light Road | [90 empty] | P-40 | 2737.33 | 33.7721 | -88.3983 | 40 | years | Should be upgraded to 6" line | Not adequate for future growth on western end of system | 20 | years | 35 | years | 15 | years | 1 | 15 |  | 4 | 36406.489 |  | 5 | 149368.7402 | 15 | 35 | 9957.916 | 9957.916 | 9957.916 | 9957.916 | 9957.916 | 9957.916 | 9957.916 | 9957.916 | 9957.916 | 9957.916 | 9957.916 | 9957.916 | 9957.916 | 9957.916 | 9957.916 | 45713.4939 | 45713.4939 | 45713.4939 | 45713.4939 | 45713.4939 | 45713.4939 | 45713.4939 | 45713.4939 | 45713.4939 | 45713.4939 | 45713.4939 | 45713.4939 | 45713.4939 | 45713.4939 | 45713.4939 | 45713.4939 | 45713.4939 | 45713.4939 | 45713.4939 | 45713.4939 | 45713.4939 | 45713.4939 | 45713.4939 | 45713.4939 | 45713.4939 | 45713.4939 | 45713.4939 | 45713.4939 | 45713.4939 | 45713.4939 | bar: 2026 to 2115
Dist | 1 | Line P-45 - 4.00" line on New Light Road | [90 empty] | P-45 | 6179.55 | 33.7825 | -88.093 | 40 | years | Should be upgraded to 6" line | Not adequate for future growth on western end of system | 20 | years | 35 | years | 15 | years | 1 | 15 |  | 4 | 82188.015 |  | 5 | 337201.4329 | 15 | 35 | 22480.0955 | 22480.0955 | 22480.0955 | 22480.0955 | 22480.0955 | 22480.0955 | 22480.0955 | 22480.0955 | 22480.0955 | 22480.0955 | 22480.0955 | 22480.0955 | 22480.0955 | 22480.0955 | 22480.0955 | 103198.6721 | 103198.6721 | 103198.6721 | 103198.6721 | 103198.6721 | 103198.6721 | 103198.6721 | 103198.6721 | 103198.6721 | 103198.6721 | 103198.6721 | 103198.6721 | 103198.6721 | 103198.6721 | 103198.6721 | 103198.6721 | 103198.6721 | 103198.6721 | 103198.6721 | 103198.6721 | 103198.6721 | 103198.6721 | 103198.6721 | 103198.6721 | 103198.6721 | 103198.6721 | 103198.6721 | 103198.6721 | 103198.6721 | 103198.6721 | bar: 2026 to 2115
Dist | 1 | Line P-46 - 4.00" line on New Light Road | [90 empty] | P-46 | 168.76 | 33.3011 | -88.2709 | 40 | years | Should be upgraded to 6" line | Not adequate for future growth on western end of system | 20 | years | 35 | years | 15 | years | 1 | 15 |  | 4 | 2244.508 |  | 5 | 9208.7796 | 15 | 35 | 613.9186 | 613.9186 | 613.9186 | 613.9186 | 613.9186 | 613.9186 | 613.9186 | 613.9186 | 613.9186 | 613.9186 | 613.9186 | 613.9186 | 613.9186 | 613.9186 | 613.9186 | 2818.2971 | 2818.2971 | 2818.2971 | 2818.2971 | 2818.2971 | 2818.2971 | 2818.2971 | 2818.2971 | 2818.2971 | 2818.2971 | 2818.2971 | 2818.2971 | 2818.2971 | 2818.2971 | 2818.2971 | 2818.2971 | 2818.2971 | 2818.2971 | 2818.2971 | 2818.2971 | 2818.2971 | 2818.2971 | 2818.2971 | 2818.2971 | 2818.2971 | 2818.2971 | 2818.2971 | 2818.2971 | 2818.2971 | 2818.2971 | bar: 2026 to 2115
Treatment | 7 | Well #1 Chemical Feeder | [91 empty] | 1 | 33.4302 | -88.8018 | 15 | years | Good condition | Serviced regularly | 4 | years | 12 | years | 8 | years | 2 | 16 |  | 7 | 1500 |  | 7 | 2579.2068 | 8 | 12 | 322.4009 | 322.4009 | 322.4009 | 322.4009 | 322.4009 | 322.4009 | 322.4009 | 322.4009 | 484.6155 | 484.6155 | 484.6155 | 484.6155 | 484.6155 | 484.6155 | 484.6155 | 484.6155 | 484.6155 | 484.6155 | 484.6155 | 484.6155 | 1092.6716 | 1092.6716 | 1092.6716 | 1092.6716 | 1092.6716 | 1092.6716 | 1092.6716 | 1092.6716 | 1092.6716 | 1092.6716 | 1092.6716 | 1092.6716 | 2463.6671 | 2463.6671 | 2463.6671 | 2463.6671 | 2463.6671 | 2463.6671 | 2463.6671 | 2463.6671 | 2463.6671 | 2463.6671 | 2463.6671 | 2463.6671 | 9551.4501 | bar: 2026 to 2115
Dist | 1 | Line P-1 - 3.00" line on John High Road | [90 empty] | P-1 | 1208.19 | 33.4824 | -88.8241 | 40 | years | Should be upgraded to 4" line | Not adequate for future growth on western end of system | 25 | years | 45 | years | 20 | years | 1 | 20 |  | 3 | 12685.995 |  | 5 | 92510.1996 | 20 | 45 | 4625.51 | 4625.51 | 4625.51 | 4625.51 | 4625.51 | 4625.51 | 4625.51 | 4625.51 | 4625.51 | 4625.51 | 4625.51 | 4625.51 | 4625.51 | 4625.51 | 4625.51 | 4625.51 | 4625.51 | 4625.51 | 4625.51 | 4625.51 | 43358.4239 | 43358.4239 | 43358.4239 | 43358.4239 | 43358.4239 | 43358.4239 | 43358.4239 | 43358.4239 | 43358.4239 | 43358.4239 | 43358.4239 | 43358.4239 | 43358.4239 | 43358.4239 | 43358.4239 | 43358.4239 | 43358.4239 | 43358.4239 | 43358.4239 | 43358.4239 | 43358.4239 | 43358.4239 | 43358.4239 | 43358.4239 | 43358.4239 | bar: 2026 to 2115
Dist | 1 | Line P-49 - 3.00" line on John High Road | [90 empty] | P-49 | 1443.02 | 33.047 | -88.9203 | 40 | years | Should be upgraded to 4" line | Not adequate for future growth on western end of system | 25 | years | 45 | years | 20 | years | 1 | 20 |  | 3 | 15151.71 |  | 5 | 110490.9561 | 20 | 45 | 5524.5478 | 5524.5478 | 5524.5478 | 5524.5478 | 5524.5478 | 5524.5478 | 5524.5478 | 5524.5478 | 5524.5478 | 5524.5478 | 5524.5478 | 5524.5478 | 5524.5478 | 5524.5478 | 5524.5478 | 5524.5478 | 5524.5478 | 5524.5478 | 5524.5478 | 5524.5478 | 51785.7893 | 51785.7893 | 51785.7893 | 51785.7893 | 51785.7893 | 51785.7893 | 51785.7893 | 51785.7893 | 51785.7893 | 51785.7893 | 51785.7893 | 51785.7893 | 51785.7893 | 51785.7893 | 51785.7893 | 51785.7893 | 51785.7893 | 51785.7893 | 51785.7893 | 51785.7893 | 51785.7893 | 51785.7893 | 51785.7893 | 51785.7893 | 51785.7893 | bar: 2026 to 2115
Dist | 1 | Line P-50 - 3.00" line on John High Road | [90 empty] | P-50 | 1643.53 | 33.815 | -88.0431 | 40 | years | Should be upgraded to 4" line | Not adequate for future growth on western end of system | 25 | years | 45 | years | 20 | years | 1 | 20 |  | 3 | 17257.065 |  | 5 | 125843.856 | 20 | 45 | 6292.1928 | 6292.1928 | 6292.1928 | 6292.1928 | 6292.1928 | 6292.1928 | 6292.1928 | 6292.1928 | 6292.1928 | 6292.1928 | 6292.1928 | 6292.1928 | 6292.1928 | 6292.1928 | 6292.1928 | 6292.1928 | 6292.1928 | 6292.1928 | 6292.1928 | 6292.1928 | 58981.5099 | 58981.5099 | 58981.5099 | 58981.5099 | 58981.5099 | 58981.5099 | 58981.5099 | 58981.5099 | 58981.5099 | 58981.5099 | 58981.5099 | 58981.5099 | 58981.5099 | 58981.5099 | 58981.5099 | 58981.5099 | 58981.5099 | 58981.5099 | 58981.5099 | 58981.5099 | 58981.5099 | 58981.5099 | 58981.5099 | 58981.5099 | 58981.5099 | bar: 2026 to 2115
Dist | 1 | Line P-51 - 3.00" line on John High Road | [90 empty] | P-51 | 1701.53 | 33.2733 | -88.6831 | 40 | years | Should be upgraded to 4" line | Not adequate for future growth on western end of system | 25 | years | 45 | years | 20 | years | 1 | 20 |  | 3 | 17866.065 |  | 5 | 130284.8723 | 20 | 45 | 6514.2436 | 6514.2436 | 6514.2436 | 6514.2436 | 6514.2436 | 6514.2436 | 6514.2436 | 6514.2436 | 6514.2436 | 6514.2436 | 6514.2436 | 6514.2436 | 6514.2436 | 6514.2436 | 6514.2436 | 6514.2436 | 6514.2436 | 6514.2436 | 6514.2436 | 6514.2436 | 61062.9611 | 61062.9611 | 61062.9611 | 61062.9611 | 61062.9611 | 61062.9611 | 61062.9611 | 61062.9611 | 61062.9611 | 61062.9611 | 61062.9611 | 61062.9611 | 61062.9611 | 61062.9611 | 61062.9611 | 61062.9611 | 61062.9611 | 61062.9611 | 61062.9611 | 61062.9611 | 61062.9611 | 61062.9611 | 61062.9611 | 61062.9611 | 61062.9611 | bar: 2026 to 2115
Dist | 1 | Line P-52 - 3.00" line on John High Road | [90 empty] | P-52 | 1028.41 | 33.7073 | -88.0807 | 40 | years | Should be upgraded to 4" line | Not adequate for future growth on western end of system | 25 | years | 45 | years | 20 | years | 1 | 20 |  | 3 | 10798.305 |  | 5 | 78744.5802 | 20 | 45 | 3937.229 | 3937.229 | 3937.229 | 3937.229 | 3937.229 | 3937.229 | 3937.229 | 3937.229 | 3937.229 | 3937.229 | 3937.229 | 3937.229 | 3937.229 | 3937.229 | 3937.229 | 3937.229 | 3937.229 | 3937.229 | 3937.229 | 3937.229 | 36906.6427 | 36906.6427 | 36906.6427 | 36906.6427 | 36906.6427 | 36906.6427 | 36906.6427 | 36906.6427 | 36906.6427 | 36906.6427 | 36906.6427 | 36906.6427 | 36906.6427 | 36906.6427 | 36906.6427 | 36906.6427 | 36906.6427 | 36906.6427 | 36906.6427 | 36906.6427 | 36906.6427 | 36906.6427 | 36906.6427 | 36906.6427 | 36906.6427 | bar: 2026 to 2115
Storage | 6 | Well #2 - Tank 2 paint | [91 empty] | 1 | 33.44 | -88.9374 | 20 | years | Paint is deteriorating; soiled appearance and paint is starting to flake | Inspected once every two years | 15 | years | 25 | years | 10 | years | 2 | 20 |  | 17 | 750000 |  | 17 | 1476742.9424 | 10 | 25 | 147674.2942 | 147674.2942 | 147674.2942 | 147674.2942 | 147674.2942 | 147674.2942 | 147674.2942 | 147674.2942 | 147674.2942 | 147674.2942 | 321346.8127 | 321346.8127 | 321346.8127 | 321346.8127 | 321346.8127 | 321346.8127 | 321346.8127 | 321346.8127 | 321346.8127 | 321346.8127 | 321346.8127 | 321346.8127 | 321346.8127 | 321346.8127 | 321346.8127 | 321346.8127 | 321346.8127 | 321346.8127 | 321346.8127 | 321346.8127 | 321346.8127 | 321346.8127 | 321346.8127 | 321346.8127 | 321346.8127 | 1748167.726 | 1748167.726 | 1748167.726 | 1748167.726 | 1748167.726 | 1748167.726 | 1748167.726 | 1748167.726 | 1748167.726 | 1748167.726 | bar: 2026 to 2115
Dist | 2 | Sector 1 Meters | [91 empty] | 78 |  |  | 20 | years |  |  | 10 | years | 20 | years | 10 | years | 2 | 20 |  | 11 | 78000 |  | 11 | 153581.266 | 10 | 20 | 15358.1266 | 15358.1266 | 15358.1266 | 15358.1266 | 15358.1266 | 15358.1266 | 15358.1266 | 15358.1266 | 15358.1266 | 15358.1266 | 29771.1444 | 29771.1444 | 29771.1444 | 29771.1444 | 29771.1444 | 29771.1444 | 29771.1444 | 29771.1444 | 29771.1444 | 29771.1444 | 29771.1444 | 29771.1444 | 29771.1444 | 29771.1444 | 29771.1444 | 29771.1444 | 29771.1444 | 29771.1444 | 29771.1444 | 29771.1444 | 115420.4624 | 115420.4624 | 115420.4624 | 115420.4624 | 115420.4624 | 115420.4624 | 115420.4624 | 115420.4624 | 115420.4624 | 115420.4624 | 115420.4624 | 115420.4624 | 115420.4624 | 115420.4624 | 115420.4624 | bar: 2026 to 2115
Treatment | 7 | Well #2 Chemical Feeder | [91 empty] | 1 | 33.4302 | -88.8018 | 15 | years | Good condition | Serviced regularly | 4 | years | 15 | years | 11 | years | 2 | 22 |  | 7 | 1500 |  | 7 | 3160.5252 | 11 | 15 | 287.3205 | 287.3205 | 287.3205 | 287.3205 | 287.3205 | 287.3205 | 287.3205 | 287.3205 | 287.3205 | 287.3205 | 287.3205 | 582.1481 | 582.1481 | 582.1481 | 582.1481 | 582.1481 | 582.1481 | 582.1481 | 582.1481 | 582.1481 | 582.1481 | 582.1481 | 582.1481 | 582.1481 | 582.1481 | 582.1481 | 1608.418 | 1608.418 | 1608.418 | 1608.418 | 1608.418 | 1608.418 | 1608.418 | 1608.418 | 1608.418 | 1608.418 | 1608.418 | 1608.418 | 1608.418 | 1608.418 | 1608.418 | 4443.9011 | 4443.9011 | 4443.9011 | 4443.9011 | bar: 2026 to 2115
Dist | 2 | Sector 2 Meters | [91 empty] | 52 |  |  | 20 | years |  |  | 8 | years | 20 | years | 12 | years | 2 | 24 |  | 11 | 52000 |  | 11 | 117245.3729 | 12 | 20 | 9770.4477 | 9770.4477 | 9770.4477 | 9770.4477 | 9770.4477 | 9770.4477 | 9770.4477 | 9770.4477 | 9770.4477 | 9770.4477 | 9770.4477 | 9770.4477 | 22727.5697 | 22727.5697 | 22727.5697 | 22727.5697 | 22727.5697 | 22727.5697 | 22727.5697 | 22727.5697 | 22727.5697 | 22727.5697 | 22727.5697 | 22727.5697 | 22727.5697 | 22727.5697 | 22727.5697 | 22727.5697 | 22727.5697 | 22727.5697 | 22727.5697 | 22727.5697 | 88113.059 | 88113.059 | 88113.059 | 88113.059 | 88113.059 | 88113.059 | 88113.059 | 88113.059 | 88113.059 | 88113.059 | 88113.059 | 88113.059 | 88113.059 | bar: 2026 to 2115
Dist | 2 | Sector 5 Meters | [91 empty] | 83 |  |  | 20 | years |  |  | 8 | years | 20 | years | 12 | years | 2 | 24 |  | 11 | 83000 |  | 11 | 187141.6529 | 12 | 20 | 15595.1377 | 15595.1377 | 15595.1377 | 15595.1377 | 15595.1377 | 15595.1377 | 15595.1377 | 15595.1377 | 15595.1377 | 15595.1377 | 15595.1377 | 15595.1377 | 36276.6977 | 36276.6977 | 36276.6977 | 36276.6977 | 36276.6977 | 36276.6977 | 36276.6977 | 36276.6977 | 36276.6977 | 36276.6977 | 36276.6977 | 36276.6977 | 36276.6977 | 36276.6977 | 36276.6977 | 36276.6977 | 36276.6977 | 36276.6977 | 36276.6977 | 36276.6977 | 140641.9981 | 140641.9981 | 140641.9981 | 140641.9981 | 140641.9981 | 140641.9981 | 140641.9981 | 140641.9981 | 140641.9981 | 140641.9981 | 140641.9981 | 140641.9981 | 140641.9981 | bar: 2026 to 2115
Dist | 1 | Line P-10 - 2.00" line beginning on corner of Sykes Road and New Light Road | [90 empty] | P-10 | 2202.4 | 33.0963 | -88.7207 | 40 | years | Good condition; limited distribution | Very few leaks | 25 | years | 50 | years | 25 | years | 1 | 25 |  | 1 | 15747.16 |  | 1 | 85666.5627 | 25 | 50 | 3426.6625 | 3426.6625 | 3426.6625 | 3426.6625 | 3426.6625 | 3426.6625 | 3426.6625 | 3426.6625 | 3426.6625 | 3426.6625 | 3426.6625 | 3426.6625 | 3426.6625 | 3426.6625 | 3426.6625 | 3426.6625 | 3426.6625 | 3426.6625 | 3426.6625 | 3426.6625 | 3426.6625 | 3426.6625 | 3426.6625 | 3426.6625 | 3426.6625 | 50706.022 | 50706.022 | 50706.022 | 50706.022 | 50706.022 | 50706.022 | 50706.022 | 50706.022 | 50706.022 | 50706.022 | 50706.022 | 50706.022 | 50706.022 | 50706.022 | 50706.022 | 50706.022 | 50706.022 | 50706.022 | 50706.022 | 50706.022 | bar: 2026 to 2115
Dist | 1 | Line P-11 - 6.00" line on New Hope Church Road | [90 empty] | P-11 | 219.31 | 33.8633 | -88.1959 | 40 | years | Good condition | No issues | 20 | years | 45 | years | 25 | years | 1 | 25 |  | 5 | 4331.3725 |  | 5 | 23563.2199 | 25 | 45 | 942.5288 | 942.5288 | 942.5288 | 942.5288 | 942.5288 | 942.5288 | 942.5288 | 942.5288 | 942.5288 | 942.5288 | 942.5288 | 942.5288 | 942.5288 | 942.5288 | 942.5288 | 942.5288 | 942.5288 | 942.5288 | 942.5288 | 942.5288 | 942.5288 | 942.5288 | 942.5288 | 942.5288 | 942.5288 | 11043.7993 | 11043.7993 | 11043.7993 | 11043.7993 | 11043.7993 | 11043.7993 | 11043.7993 | 11043.7993 | 11043.7993 | 11043.7993 | 11043.7993 | 11043.7993 | 11043.7993 | 11043.7993 | 11043.7993 | 11043.7993 | 11043.7993 | 11043.7993 | 11043.7993 | 11043.7993 | bar: 2026 to 2115
Dist | 1 | Line P-14 - 6.00" line on New Light Road | [90 empty] | P-14 | 3885.01 | 33.3334 | -88.1472 | 40 | years | Good condition | No issues | 20 | years | 45 | years | 25 | years | 1 | 25 |  | 5 | 76728.9475 |  | 5 | 417415.2795 | 25 | 45 | 16696.6112 | 16696.6112 | 16696.6112 | 16696.6112 | 16696.6112 | 16696.6112 | 16696.6112 | 16696.6112 | 16696.6112 | 16696.6112 | 16696.6112 | 16696.6112 | 16696.6112 | 16696.6112 | 16696.6112 | 16696.6112 | 16696.6112 | 16696.6112 | 16696.6112 | 16696.6112 | 16696.6112 | 16696.6112 | 16696.6112 | 16696.6112 | 16696.6112 | 195637.5481 | 195637.5481 | 195637.5481 | 195637.5481 | 195637.5481 | 195637.5481 | 195637.5481 | 195637.5481 | 195637.5481 | 195637.5481 | 195637.5481 | 195637.5481 | 195637.5481 | 195637.5481 | 195637.5481 | 195637.5481 | 195637.5481 | 195637.5481 | 195637.5481 | 195637.5481 | bar: 2026 to 2115
Dist | 1 | Line P-18 - 6.00" line on New Light Road | [90 empty] | P-18 | 680.15 | 33.2322 | -88.855 | 40 | years | Good condition | No issues | 20 | years | 45 | years | 25 | years | 1 | 25 |  | 5 | 13432.9625 |  | 5 | 73077.0326 | 25 | 45 | 2923.0813 | 2923.0813 | 2923.0813 | 2923.0813 | 2923.0813 | 2923.0813 | 2923.0813 | 2923.0813 | 2923.0813 | 2923.0813 | 2923.0813 | 2923.0813 | 2923.0813 | 2923.0813 | 2923.0813 | 2923.0813 | 2923.0813 | 2923.0813 | 2923.0813 | 2923.0813 | 2923.0813 | 2923.0813 | 2923.0813 | 2923.0813 | 2923.0813 | 34250.331 | 34250.331 | 34250.331 | 34250.331 | 34250.331 | 34250.331 | 34250.331 | 34250.331 | 34250.331 | 34250.331 | 34250.331 | 34250.331 | 34250.331 | 34250.331 | 34250.331 | 34250.331 | 34250.331 | 34250.331 | 34250.331 | 34250.331 | bar: 2026 to 2115
Dist | 1 | Line P-20 - 6.00" line on New Hope Church Road | [90 empty] | P-20 | 2621.81 | 33.8464 | -88.7203 | 40 | years | Good condition | No issues | 20 | years | 45 | years | 25 | years | 1 | 25 |  | 5 | 51780.7475 |  | 5 | 281693.8834 | 25 | 45 | 11267.7553 | 11267.7553 | 11267.7553 | 11267.7553 | 11267.7553 | 11267.7553 | 11267.7553 | 11267.7553 | 11267.7553 | 11267.7553 | 11267.7553 | 11267.7553 | 11267.7553 | 11267.7553 | 11267.7553 | 11267.7553 | 11267.7553 | 11267.7553 | 11267.7553 | 11267.7553 | 11267.7553 | 11267.7553 | 11267.7553 | 11267.7553 | 11267.7553 | 132026.5533 | 132026.5533 | 132026.5533 | 132026.5533 | 132026.5533 | 132026.5533 | 132026.5533 | 132026.5533 | 132026.5533 | 132026.5533 | 132026.5533 | 132026.5533 | 132026.5533 | 132026.5533 | 132026.5533 | 132026.5533 | 132026.5533 | 132026.5533 | 132026.5533 | 132026.5533 | bar: 2026 to 2115
Dist | 1 | Line P-26 - 6.00" line on New Light Road | [90 empty] | P-26 | 2668.49 | 33.139 | -88.0773 | 40 | years | Good condition | No issues | 20 | years | 45 | years | 25 | years | 1 | 25 |  | 5 | 52702.6775 |  | 5 | 286709.3004 | 25 | 45 | 11468.372 | 11468.372 | 11468.372 | 11468.372 | 11468.372 | 11468.372 | 11468.372 | 11468.372 | 11468.372 | 11468.372 | 11468.372 | 11468.372 | 11468.372 | 11468.372 | 11468.372 | 11468.372 | 11468.372 | 11468.372 | 11468.372 | 11468.372 | 11468.372 | 11468.372 | 11468.372 | 11468.372 | 11468.372 | 134377.2193 | 134377.2193 | 134377.2193 | 134377.2193 | 134377.2193 | 134377.2193 | 134377.2193 | 134377.2193 | 134377.2193 | 134377.2193 | 134377.2193 | 134377.2193 | 134377.2193 | 134377.2193 | 134377.2193 | 134377.2193 | 134377.2193 | 134377.2193 | 134377.2193 | 134377.2193 | bar: 2026 to 2115
Dist | 1 | Line P-27 - 6.00" line on New Light Road | [90 empty] | P-27 | 218.4 | 33.8877 | -88.9557 | 40 | years | Good condition | No issues | 20 | years | 45 | years | 25 | years | 1 | 25 |  | 5 | 4313.4 |  | 5 | 23465.4472 | 25 | 45 | 938.6179 | 938.6179 | 938.6179 | 938.6179 | 938.6179 | 938.6179 | 938.6179 | 938.6179 | 938.6179 | 938.6179 | 938.6179 | 938.6179 | 938.6179 | 938.6179 | 938.6179 | 938.6179 | 938.6179 | 938.6179 | 938.6179 | 938.6179 | 938.6179 | 938.6179 | 938.6179 | 938.6179 | 938.6179 | 10997.9744 | 10997.9744 | 10997.9744 | 10997.9744 | 10997.9744 | 10997.9744 | 10997.9744 | 10997.9744 | 10997.9744 | 10997.9744 | 10997.9744 | 10997.9744 | 10997.9744 | 10997.9744 | 10997.9744 | 10997.9744 | 10997.9744 | 10997.9744 | 10997.9744 | 10997.9744 | bar: 2026 to 2115
Dist | 1 | Line P-29 - 6.00" line on New Light Road | [90 empty] | P-29 | 374.56 | 33.8373 | -88.6474 | 40 | years | Good condition | No issues | 20 | years | 45 | years | 25 | years | 1 | 25 |  | 5 | 7397.56 |  | 5 | 40243.6717 | 25 | 45 | 1609.7469 | 1609.7469 | 1609.7469 | 1609.7469 | 1609.7469 | 1609.7469 | 1609.7469 | 1609.7469 | 1609.7469 | 1609.7469 | 1609.7469 | 1609.7469 | 1609.7469 | 1609.7469 | 1609.7469 | 1609.7469 | 1609.7469 | 1609.7469 | 1609.7469 | 1609.7469 | 1609.7469 | 1609.7469 | 1609.7469 | 1609.7469 | 1609.7469 | 18861.7275 | 18861.7275 | 18861.7275 | 18861.7275 | 18861.7275 | 18861.7275 | 18861.7275 | 18861.7275 | 18861.7275 | 18861.7275 | 18861.7275 | 18861.7275 | 18861.7275 | 18861.7275 | 18861.7275 | 18861.7275 | 18861.7275 | 18861.7275 | 18861.7275 | 18861.7275 | bar: 2026 to 2115
Dist | 1 | Line P-37 - 6.00" line on New Light Road | [90 empty] | P-37 | 98.31 | 33.0665 | -88.7788 | 40 | years | Good condition | No issues | 20 | years | 45 | years | 25 | years | 1 | 25 |  | 5 | 1941.6225 |  | 5 | 10562.6745 | 25 | 45 | 422.507 | 422.507 | 422.507 | 422.507 | 422.507 | 422.507 | 422.507 | 422.507 | 422.507 | 422.507 | 422.507 | 422.507 | 422.507 | 422.507 | 422.507 | 422.507 | 422.507 | 422.507 | 422.507 | 422.507 | 422.507 | 422.507 | 422.507 | 422.507 | 422.507 | 4950.5992 | 4950.5992 | 4950.5992 | 4950.5992 | 4950.5992 | 4950.5992 | 4950.5992 | 4950.5992 | 4950.5992 | 4950.5992 | 4950.5992 | 4950.5992 | 4950.5992 | 4950.5992 | 4950.5992 | 4950.5992 | 4950.5992 | 4950.5992 | 4950.5992 | 4950.5992 | bar: 2026 to 2115
Dist | 1 | Line P-41 - 6.00" line on New Light Road | [90 empty] | P-41 | 8751.49 | 33.108 | -88.4319 | 40 | years | Good condition | No issues | 20 | years | 45 | years | 25 | years | 1 | 25 |  | 5 | 172841.9275 |  | 5 | 940282.1729 | 25 | 45 | 37611.2869 | 37611.2869 | 37611.2869 | 37611.2869 | 37611.2869 | 37611.2869 | 37611.2869 | 37611.2869 | 37611.2869 | 37611.2869 | 37611.2869 | 37611.2869 | 37611.2869 | 37611.2869 | 37611.2869 | 37611.2869 | 37611.2869 | 37611.2869 | 37611.2869 | 37611.2869 | 37611.2869 | 37611.2869 | 37611.2869 | 37611.2869 | 37611.2869 | 440699.0062 | 440699.0062 | 440699.0062 | 440699.0062 | 440699.0062 | 440699.0062 | 440699.0062 | 440699.0062 | 440699.0062 | 440699.0062 | 440699.0062 | 440699.0062 | 440699.0062 | 440699.0062 | 440699.0062 | 440699.0062 | 440699.0062 | 440699.0062 | 440699.0062 | 440699.0062 | bar: 2026 to 2115
Dist | 1 | Line P-54 - 6.00" line on New Hope Church Road | [90 empty] | P-54 | 1455.88 | 33.9209 | -88.6608 | 40 | years | Good condition | No issues | 20 | years | 45 | years | 25 | years | 1 | 25 |  | 5 | 28753.63 |  | 5 | 156423.4216 | 25 | 45 | 6256.9369 | 6256.9369 | 6256.9369 | 6256.9369 | 6256.9369 | 6256.9369 | 6256.9369 | 6256.9369 | 6256.9369 | 6256.9369 | 6256.9369 | 6256.9369 | 6256.9369 | 6256.9369 | 6256.9369 | 6256.9369 | 6256.9369 | 6256.9369 | 6256.9369 | 6256.9369 | 6256.9369 | 6256.9369 | 6256.9369 | 6256.9369 | 6256.9369 | 73313.7865 | 73313.7865 | 73313.7865 | 73313.7865 | 73313.7865 | 73313.7865 | 73313.7865 | 73313.7865 | 73313.7865 | 73313.7865 | 73313.7865 | 73313.7865 | 73313.7865 | 73313.7865 | 73313.7865 | 73313.7865 | 73313.7865 | 73313.7865 | 73313.7865 | 73313.7865 | bar: 2026 to 2115
Dist | 1 | Line P-55 - 6.00" line on New Light Road | [90 empty] | P-55 | 1534.21 | 33.4705 | -88.6495 | 40 | years | Good condition | No issues | 20 | years | 45 | years | 25 | years | 1 | 25 |  | 5 | 30300.6475 |  | 5 | 164839.3945 | 25 | 45 | 6593.5758 | 6593.5758 | 6593.5758 | 6593.5758 | 6593.5758 | 6593.5758 | 6593.5758 | 6593.5758 | 6593.5758 | 6593.5758 | 6593.5758 | 6593.5758 | 6593.5758 | 6593.5758 | 6593.5758 | 6593.5758 | 6593.5758 | 6593.5758 | 6593.5758 | 6593.5758 | 6593.5758 | 6593.5758 | 6593.5758 | 6593.5758 | 6593.5758 | 77258.2523 | 77258.2523 | 77258.2523 | 77258.2523 | 77258.2523 | 77258.2523 | 77258.2523 | 77258.2523 | 77258.2523 | 77258.2523 | 77258.2523 | 77258.2523 | 77258.2523 | 77258.2523 | 77258.2523 | 77258.2523 | 77258.2523 | 77258.2523 | 77258.2523 | 77258.2523 | bar: 2026 to 2115
Dist | 1 | Line P-56 - 6.00" line on New Light Road | [90 empty] | P-56 | 3236.91 | 33.6833 | -88.1984 | 40 | years | Good condition | No issues | 20 | years | 45 | years | 25 | years | 1 | 25 |  | 5 | 63928.9725 |  | 5 | 347781.7798 | 25 | 45 | 13911.2712 | 13911.2712 | 13911.2712 | 13911.2712 | 13911.2712 | 13911.2712 | 13911.2712 | 13911.2712 | 13911.2712 | 13911.2712 | 13911.2712 | 13911.2712 | 13911.2712 | 13911.2712 | 13911.2712 | 13911.2712 | 13911.2712 | 13911.2712 | 13911.2712 | 13911.2712 | 13911.2712 | 13911.2712 | 13911.2712 | 13911.2712 | 13911.2712 | 163001.1598 | 163001.1598 | 163001.1598 | 163001.1598 | 163001.1598 | 163001.1598 | 163001.1598 | 163001.1598 | 163001.1598 | 163001.1598 | 163001.1598 | 163001.1598 | 163001.1598 | 163001.1598 | 163001.1598 | 163001.1598 | 163001.1598 | 163001.1598 | 163001.1598 | 163001.1598 | bar: 2026 to 2115
Dist | 1 | Line P-57 - 4.00" line on Adation-Longview Road S | [90 empty] | P-57 | 2338.47 | 33.4293 | -88.8057 | 40 | years | Good condition | No issues | 20 | years | 45 | years | 25 | years | 1 | 25 |  | 4 | 31101.651 |  | 4 | 169196.9559 | 25 | 45 | 6767.8782 | 6767.8782 | 6767.8782 | 6767.8782 | 6767.8782 | 6767.8782 | 6767.8782 | 6767.8782 | 6767.8782 | 6767.8782 | 6767.8782 | 6767.8782 | 6767.8782 | 6767.8782 | 6767.8782 | 6767.8782 | 6767.8782 | 6767.8782 | 6767.8782 | 6767.8782 | 6767.8782 | 6767.8782 | 6767.8782 | 6767.8782 | 6767.8782 | 79300.5892 | 79300.5892 | 79300.5892 | 79300.5892 | 79300.5892 | 79300.5892 | 79300.5892 | 79300.5892 | 79300.5892 | 79300.5892 | 79300.5892 | 79300.5892 | 79300.5892 | 79300.5892 | 79300.5892 | 79300.5892 | 79300.5892 | 79300.5892 | 79300.5892 | 79300.5892 | bar: 2026 to 2115
Dist | 1 | Line P-58 - 6.00" line on New Light Road | [90 empty] | P-58 | 218.56 | 33.2526 | -88.1872 | 40 | years | Good condition | No issues | 20 | years | 45 | years | 25 | years | 1 | 25 |  | 5 | 4316.56 |  | 5 | 23482.638 | 25 | 45 | 939.3055 | 939.3055 | 939.3055 | 939.3055 | 939.3055 | 939.3055 | 939.3055 | 939.3055 | 939.3055 | 939.3055 | 939.3055 | 939.3055 | 939.3055 | 939.3055 | 939.3055 | 939.3055 | 939.3055 | 939.3055 | 939.3055 | 939.3055 | 939.3055 | 939.3055 | 939.3055 | 939.3055 | 939.3055 | 11006.0315 | 11006.0315 | 11006.0315 | 11006.0315 | 11006.0315 | 11006.0315 | 11006.0315 | 11006.0315 | 11006.0315 | 11006.0315 | 11006.0315 | 11006.0315 | 11006.0315 | 11006.0315 | 11006.0315 | 11006.0315 | 11006.0315 | 11006.0315 | 11006.0315 | 11006.0315 | bar: 2026 to 2115
Supply | 4 | Well #2 | [91 empty] | 1 | 33.4302 | -88.8018 | 40 | years | Well operating at 85% capacity | Well should be inspected regularly and maintained | 25 | years | 50 | years | 25 | years | 1 | 25 |  | 18 | 1000000 |  | 18 | 5440127.7893 | 25 | 50 | 217605.1116 | 217605.1116 | 217605.1116 | 217605.1116 | 217605.1116 | 217605.1116 | 217605.1116 | 217605.1116 | 217605.1116 | 217605.1116 | 217605.1116 | 217605.1116 | 217605.1116 | 217605.1116 | 217605.1116 | 217605.1116 | 217605.1116 | 217605.1116 | 217605.1116 | 217605.1116 | 217605.1116 | 217605.1116 | 217605.1116 | 217605.1116 | 217605.1116 | 3220010.59 | 3220010.59 | 3220010.59 | 3220010.59 | 3220010.59 | 3220010.59 | 3220010.59 | 3220010.59 | 3220010.59 | 3220010.59 | 3220010.59 | 3220010.59 | 3220010.59 | 3220010.59 | 3220010.59 | 3220010.59 | 3220010.59 | 3220010.59 | 3220010.59 | 3220010.59 | bar: 2026 to 2115
Dist | 2 | Sector 8 Meters | [91 empty] | 51 |  |  | 20 | years |  |  | 7 | years | 20 | years | 13 | years | 2 | 26 |  | 11 | 51000 |  | 11 | 123051.4991 | 13 | 20 | 9465.4999 | 9465.4999 | 9465.4999 | 9465.4999 | 9465.4999 | 9465.4999 | 9465.4999 | 9465.4999 | 9465.4999 | 9465.4999 | 9465.4999 | 9465.4999 | 9465.4999 | 23853.0651 | 23853.0651 | 23853.0651 | 23853.0651 | 23853.0651 | 23853.0651 | 23853.0651 | 23853.0651 | 23853.0651 | 23853.0651 | 23853.0651 | 23853.0651 | 23853.0651 | 23853.0651 | 23853.0651 | 23853.0651 | 23853.0651 | 23853.0651 | 23853.0651 | 23853.0651 | 92476.5194 | 92476.5194 | 92476.5194 | 92476.5194 | 92476.5194 | 92476.5194 | 92476.5194 | 92476.5194 | 92476.5194 | 92476.5194 | 92476.5194 | 92476.5194 | bar: 2026 to 2115
Dist | 2 | Sector 4 Meters | [91 empty] | 21 |  |  | 20 | years |  |  | 6 | years | 20 | years | 14 | years | 2 | 28 |  | 11 | 21000 |  | 11 | 54220.1097 | 14 | 20 | 3872.865 | 3872.865 | 3872.865 | 3872.865 | 3872.865 | 3872.865 | 3872.865 | 3872.865 | 3872.865 | 3872.865 | 3872.865 | 3872.865 | 3872.865 | 3872.865 | 10510.3621 | 10510.3621 | 10510.3621 | 10510.3621 | 10510.3621 | 10510.3621 | 10510.3621 | 10510.3621 | 10510.3621 | 10510.3621 | 10510.3621 | 10510.3621 | 10510.3621 | 10510.3621 | 10510.3621 | 10510.3621 | 10510.3621 | 10510.3621 | 10510.3621 | 10510.3621 | 40747.8743 | 40747.8743 | 40747.8743 | 40747.8743 | 40747.8743 | 40747.8743 | 40747.8743 | 40747.8743 | 40747.8743 | 40747.8743 | 40747.8743 | bar: 2026 to 2115
Dist | 2 | Sector 10 Meters | [91 empty] | 21 |  |  | 20 | years |  |  | 6 | years | 20 | years | 14 | years | 2 | 28 |  | 11 | 21000 |  | 11 | 54220.1097 | 14 | 20 | 3872.865 | 3872.865 | 3872.865 | 3872.865 | 3872.865 | 3872.865 | 3872.865 | 3872.865 | 3872.865 | 3872.865 | 3872.865 | 3872.865 | 3872.865 | 3872.865 | 10510.3621 | 10510.3621 | 10510.3621 | 10510.3621 | 10510.3621 | 10510.3621 | 10510.3621 | 10510.3621 | 10510.3621 | 10510.3621 | 10510.3621 | 10510.3621 | 10510.3621 | 10510.3621 | 10510.3621 | 10510.3621 | 10510.3621 | 10510.3621 | 10510.3621 | 10510.3621 | 40747.8743 | 40747.8743 | 40747.8743 | 40747.8743 | 40747.8743 | 40747.8743 | 40747.8743 | 40747.8743 | 40747.8743 | 40747.8743 | 40747.8743 | bar: 2026 to 2115
Dist | 3 | 2" valve - northwest corner of New Light Road and Sturgis-West Point Road | [91 empty] | 1 | 33.47 | -88.97 | 40 |  | Needs replacement for future expansion | Exercised properly, no service issues | 20 | years | 30 |  | 10 |  | 3 | 30 |  | 8 | 1250 |  | 9 | 3445.7335 | 10 | 30 | 344.5734 | 344.5734 | 344.5734 | 344.5734 | 344.5734 | 344.5734 | 344.5734 | 344.5734 | 344.5734 | 344.5734 | 876.7815 | 876.7815 | 876.7815 | 876.7815 | 876.7815 | 876.7815 | 876.7815 | 876.7815 | 876.7815 | 876.7815 | 876.7815 | 876.7815 | 876.7815 | 876.7815 | 876.7815 | 876.7815 | 876.7815 | 876.7815 | 876.7815 | 876.7815 | 876.7815 | 876.7815 | 876.7815 | 876.7815 | 876.7815 | 876.7815 | 876.7815 | 876.7815 | 876.7815 | 876.7815 | 6693.0224 | 6693.0224 | 6693.0224 | 6693.0224 | 6693.0224 | bar: 2026 to 2115
Dist | 3 | 2" valve - Sturgis-West Point Road | [91 empty] | 1 | 33.6637 | -88.6964 | 40 |  | Needs replacement for future expansion | Exercised properly, no service issues | 20 | years | 30 |  | 10 |  | 3 | 30 |  | 8 | 1250 |  | 9 | 3445.7335 | 10 | 30 | 344.5734 | 344.5734 | 344.5734 | 344.5734 | 344.5734 | 344.5734 | 344.5734 | 344.5734 | 344.5734 | 344.5734 | 876.7815 | 876.7815 | 876.7815 | 876.7815 | 876.7815 | 876.7815 | 876.7815 | 876.7815 | 876.7815 | 876.7815 | 876.7815 | 876.7815 | 876.7815 | 876.7815 | 876.7815 | 876.7815 | 876.7815 | 876.7815 | 876.7815 | 876.7815 | 876.7815 | 876.7815 | 876.7815 | 876.7815 | 876.7815 | 876.7815 | 876.7815 | 876.7815 | 876.7815 | 876.7815 | 6693.0224 | 6693.0224 | 6693.0224 | 6693.0224 | 6693.0224 | bar: 2026 to 2115
Dist | 2 | Sector 9 Meters | [91 empty] | 37 |  |  | 20 | years |  |  | 5 | years | 20 | years | 15 | years | 2 | 30 |  | 11 | 37000 |  | 11 | 102227.3693 | 15 | 20 | 6815.158 | 6815.158 | 6815.158 | 6815.158 | 6815.158 | 6815.158 | 6815.158 | 6815.158 | 6815.158 | 6815.158 | 6815.158 | 6815.158 | 6815.158 | 6815.158 | 6815.158 | 19816.3868 | 19816.3868 | 19816.3868 | 19816.3868 | 19816.3868 | 19816.3868 | 19816.3868 | 19816.3868 | 19816.3868 | 19816.3868 | 19816.3868 | 19816.3868 | 19816.3868 | 19816.3868 | 19816.3868 | 19816.3868 | 19816.3868 | 19816.3868 | 19816.3868 | 19816.3868 | 76826.6244 | 76826.6244 | 76826.6244 | 76826.6244 | 76826.6244 | 76826.6244 | 76826.6244 | 76826.6244 | 76826.6244 | 76826.6244 | bar: 2026 to 2115
Dist | 4 | Well #1 Booster Pump | 0 | 1 | 1 | 1 | 1 | 1 | 1 | 1 | 1 | 1 | 1 | 1 | 1 | 1 | 1 | 1 | 1 | 1 | 1 | 1 | 1 | 1 | 1 | 1 | 1 | 1 | 1 | 1 | 1 | 1 | 1 | 1 | 1 | 1 | 1 | 1 | 1 | 1 | 1 | 1 | 1 | 1 | 1 | 1 | 1 | 1 | 1 | 1 | 1 | 1 | 1 | 1 | 1 | 1 | 1 | 1 | 1 | 1 | 1 | 1 | 1 | 1 | 1 | 1 | 1 | 1 | 1 | 1 | 1 | 1 | 1 | 1 | 1 | 1 | 1 | 1 | 1 | 1 | 1 | 1 | 1 | 1 | 1 | 1 | 1 | 1 | 1 | 1 | 1 | 1 | FUTURE | 1 | 33.4302 | -88.8018 | 30 | years |  |  | 5 | years | 30 | years | 5 | years | 1 | 5 |  | 23 | 150000 |  | 23 | 210481.0877 | 4 | 30 | 0 | 52620.2719 | 52620.2719 | 52620.2719 | 52620.2719 | 53557.8021 | 53557.8021 | 53557.8021 | 53557.8021 | 53557.8021 | 53557.8021 | 53557.8021 | 53557.8021 | 53557.8021 | 53557.8021 | 53557.8021 | 53557.8021 | 53557.8021 | 53557.8021 | 53557.8021 | 53557.8021 | 53557.8021 | 53557.8021 | 53557.8021 | 53557.8021 | 53557.8021 | 53557.8021 | 53557.8021 | 53557.8021 | 53557.8021 | 53557.8021 | 53557.8021 | 53557.8021 | 53557.8021 | 53557.8021 | 408840.2716 | 408840.2716 | 408840.2716 | 408840.2716 | 408840.2716 | 408840.2716 | 408840.2716 | 408840.2716 | 408840.2716 | 408840.2716
Treatment | 4 | Line P-59 - 6.00" line on Well | [90 empty] | P-59 | 651.37 | 33.3549 | -88.2266 |  | years | Good condition | No issues | 18 | years | 50 | years | 32 | years | 1 | 32 |  | 5 | 12864.5575 |  | 5 | 112453.895 | 32 | 50 | 3514.1842 | 3514.1842 | 3514.1842 | 3514.1842 | 3514.1842 | 3514.1842 | 3514.1842 | 3514.1842 | 3514.1842 | 3514.1842 | 3514.1842 | 3514.1842 | 3514.1842 | 3514.1842 | 3514.1842 | 3514.1842 | 3514.1842 | 3514.1842 | 3514.1842 | 3514.1842 | 3514.1842 | 3514.1842 | 3514.1842 | 3514.1842 | 3514.1842 | 3514.1842 | 3514.1842 | 3514.1842 | 3514.1842 | 3514.1842 | 3514.1842 | 3514.1842 | 66561.4388 | 66561.4388 | 66561.4388 | 66561.4388 | 66561.4388 | 66561.4388 | 66561.4388 | 66561.4388 | 66561.4388 | 66561.4388 | 66561.4388 | 66561.4388 | 66561.4388 | bar: 2026 to 2115
Dist | 2 | Sector 3 Meters | [91 empty] | 19 |  |  | 20 | years |  |  | 4 | years | 20 | years | 16 | years | 2 | 32 |  | 11 | 19000 |  | 11 | 56175.0446 | 16 | 20 | 3510.9403 | 3510.9403 | 3510.9403 | 3510.9403 | 3510.9403 | 3510.9403 | 3510.9403 | 3510.9403 | 3510.9403 | 3510.9403 | 3510.9403 | 3510.9403 | 3510.9403 | 3510.9403 | 3510.9403 | 3510.9403 | 10889.3188 | 10889.3188 | 10889.3188 | 10889.3188 | 10889.3188 | 10889.3188 | 10889.3188 | 10889.3188 | 10889.3188 | 10889.3188 | 10889.3188 | 10889.3188 | 10889.3188 | 10889.3188 | 10889.3188 | 10889.3188 | 10889.3188 | 10889.3188 | 10889.3188 | 10889.3188 | 42217.0607 | 42217.0607 | 42217.0607 | 42217.0607 | 42217.0607 | 42217.0607 | 42217.0607 | 42217.0607 | 42217.0607 | bar: 2026 to 2115
Dist | 2 | Sector 6 Meters | [91 empty] | 37 |  |  | 20 | years |  |  | 4 | years | 20 | years | 16 | years | 2 | 32 |  | 11 | 37000 |  | 11 | 109393.5079 | 16 | 20 | 6837.0942 | 6837.0942 | 6837.0942 | 6837.0942 | 6837.0942 | 6837.0942 | 6837.0942 | 6837.0942 | 6837.0942 | 6837.0942 | 6837.0942 | 6837.0942 | 6837.0942 | 6837.0942 | 6837.0942 | 6837.0942 | 21205.5155 | 21205.5155 | 21205.5155 | 21205.5155 | 21205.5155 | 21205.5155 | 21205.5155 | 21205.5155 | 21205.5155 | 21205.5155 | 21205.5155 | 21205.5155 | 21205.5155 | 21205.5155 | 21205.5155 | 21205.5155 | 21205.5155 | 21205.5155 | 21205.5155 | 21205.5155 | 82212.1708 | 82212.1708 | 82212.1708 | 82212.1708 | 82212.1708 | 82212.1708 | 82212.1708 | 82212.1708 | 82212.1708 | bar: 2026 to 2115
Dist | 1 | Line P-7 - 2.00" line on Morris Road | [90 empty] | P-7 | 980.24 | 33.3347 | -88.2455 | 40 | years | Good condition; limited distribution | No issues | 15 | years | 50 | years | 35 | years | 1 | 35 |  | 1 | 7008.716 |  | 1 | 75074.2849 | 35 | 50 | 2144.9796 | 2144.9796 | 2144.9796 | 2144.9796 | 2144.9796 | 2144.9796 | 2144.9796 | 2144.9796 | 2144.9796 | 2144.9796 | 2144.9796 | 2144.9796 | 2144.9796 | 2144.9796 | 2144.9796 | 2144.9796 | 2144.9796 | 2144.9796 | 2144.9796 | 2144.9796 | 2144.9796 | 2144.9796 | 2144.9796 | 2144.9796 | 2144.9796 | 2144.9796 | 2144.9796 | 2144.9796 | 2144.9796 | 2144.9796 | 2144.9796 | 2144.9796 | 2144.9796 | 2144.9796 | 2144.9796 | 44436.4548 | 44436.4548 | 44436.4548 | 44436.4548 | 44436.4548 | 44436.4548 | 44436.4548 | 44436.4548 | 44436.4548 | 44436.4548 | bar: 2026 to 2115
Dist | 1 | Line P-15 - 4.00" line on Morris Road | [90 empty] | P-15 | 1589.82 | 33.9128 | -88.1474 | 40 | years | Good condition; limited distribution | Not adequate for future growth on western end of system | 15 | years | 50 | years | 35 | years | 1 | 35 |  | 4 | 21144.606 |  | 4 | 226491.7248 | 35 | 50 | 6471.1921 | 6471.1921 | 6471.1921 | 6471.1921 | 6471.1921 | 6471.1921 | 6471.1921 | 6471.1921 | 6471.1921 | 6471.1921 | 6471.1921 | 6471.1921 | 6471.1921 | 6471.1921 | 6471.1921 | 6471.1921 | 6471.1921 | 6471.1921 | 6471.1921 | 6471.1921 | 6471.1921 | 6471.1921 | 6471.1921 | 6471.1921 | 6471.1921 | 6471.1921 | 6471.1921 | 6471.1921 | 6471.1921 | 6471.1921 | 6471.1921 | 6471.1921 | 6471.1921 | 6471.1921 | 6471.1921 | 134060.4083 | 134060.4083 | 134060.4083 | 134060.4083 | 134060.4083 | 134060.4083 | 134060.4083 | 134060.4083 | 134060.4083 | 134060.4083 | bar: 2026 to 2115
Dist | 1 | Line P-16 - 2.00" line on Seale Road (location needs to be checked with engineer and corrected) | [90 empty] | P-16 | 1231.89 | 33.47 | -88.97 | 40 | years | Good condition; limited distribution | Very few leaks | 15 | years | 50 | years | 35 | years | 1 | 35 |  | 1 | 8808.0135 |  | 1 | 94347.5688 | 35 | 50 | 2695.6448 | 2695.6448 | 2695.6448 | 2695.6448 | 2695.6448 | 2695.6448 | 2695.6448 | 2695.6448 | 2695.6448 | 2695.6448 | 2695.6448 | 2695.6448 | 2695.6448 | 2695.6448 | 2695.6448 | 2695.6448 | 2695.6448 | 2695.6448 | 2695.6448 | 2695.6448 | 2695.6448 | 2695.6448 | 2695.6448 | 2695.6448 | 2695.6448 | 2695.6448 | 2695.6448 | 2695.6448 | 2695.6448 | 2695.6448 | 2695.6448 | 2695.6448 | 2695.6448 | 2695.6448 | 2695.6448 | 55844.3078 | 55844.3078 | 55844.3078 | 55844.3078 | 55844.3078 | 55844.3078 | 55844.3078 | 55844.3078 | 55844.3078 | 55844.3078 | bar: 2026 to 2115
Dist | 1 | Line P-17 - 2.00" line on Burney Walker Lane | [90 empty] | P-17 | 2394.84 | 33.6637 | -88.6964 | 40 | years | Good condition; limited distribution | Very few leaks | 15 | years | 50 | years | 35 | years | 1 | 35 | Note: Address should be changed to Burney Walker Lane | 1 | 17123.106 |  | 1 | 183415.1846 | 35 | 50 | 5240.4338 | 5240.4338 | 5240.4338 | 5240.4338 | 5240.4338 | 5240.4338 | 5240.4338 | 5240.4338 | 5240.4338 | 5240.4338 | 5240.4338 | 5240.4338 | 5240.4338 | 5240.4338 | 5240.4338 | 5240.4338 | 5240.4338 | 5240.4338 | 5240.4338 | 5240.4338 | 5240.4338 | 5240.4338 | 5240.4338 | 5240.4338 | 5240.4338 | 5240.4338 | 5240.4338 | 5240.4338 | 5240.4338 | 5240.4338 | 5240.4338 | 5240.4338 | 5240.4338 | 5240.4338 | 5240.4338 | 108563.4124 | 108563.4124 | 108563.4124 | 108563.4124 | 108563.4124 | 108563.4124 | 108563.4124 | 108563.4124 | 108563.4124 | 108563.4124 | bar: 2026 to 2115
Dist | 1 | Line P-19 - 2.00" line on Augusta Drive | [90 empty] | P-19 | 470.76 | 33.6848 | -88.0052 | 40 | years | Good condition; limited distribution | Very few leaks | 15 | years | 50 | years | 35 | years | 1 | 35 |  | 1 | 3365.934 |  | 1 | 36054.4054 | 35 | 50 | 1030.1259 | 1030.1259 | 1030.1259 | 1030.1259 | 1030.1259 | 1030.1259 | 1030.1259 | 1030.1259 | 1030.1259 | 1030.1259 | 1030.1259 | 1030.1259 | 1030.1259 | 1030.1259 | 1030.1259 | 1030.1259 | 1030.1259 | 1030.1259 | 1030.1259 | 1030.1259 | 1030.1259 | 1030.1259 | 1030.1259 | 1030.1259 | 1030.1259 | 1030.1259 | 1030.1259 | 1030.1259 | 1030.1259 | 1030.1259 | 1030.1259 | 1030.1259 | 1030.1259 | 1030.1259 | 1030.1259 | 21340.5956 | 21340.5956 | 21340.5956 | 21340.5956 | 21340.5956 | 21340.5956 | 21340.5956 | 21340.5956 | 21340.5956 | 21340.5956 | bar: 2026 to 2115
Dist | 1 | Line P-38 - 2.00" line on Augusta Drive | [90 empty] | P-38 | 1133.49 | 33.6133 | -88.9331 | 40 | years | Good condition; limited distribution | No issues | 15 | years | 50 | years | 35 | years | 1 | 35 |  | 1 | 8104.4535 |  | 1 | 86811.3434 | 35 | 50 | 2480.3241 | 2480.3241 | 2480.3241 | 2480.3241 | 2480.3241 | 2480.3241 | 2480.3241 | 2480.3241 | 2480.3241 | 2480.3241 | 2480.3241 | 2480.3241 | 2480.3241 | 2480.3241 | 2480.3241 | 2480.3241 | 2480.3241 | 2480.3241 | 2480.3241 | 2480.3241 | 2480.3241 | 2480.3241 | 2480.3241 | 2480.3241 | 2480.3241 | 2480.3241 | 2480.3241 | 2480.3241 | 2480.3241 | 2480.3241 | 2480.3241 | 2480.3241 | 2480.3241 | 2480.3241 | 2480.3241 | 51383.6174 | 51383.6174 | 51383.6174 | 51383.6174 | 51383.6174 | 51383.6174 | 51383.6174 | 51383.6174 | 51383.6174 | 51383.6174 | bar: 2026 to 2115
Dist | 1 | Line P-53 - 2.00" line on Augusta Drive | [90 empty] | P-53 | 851.11 | 33.0999 | -88.108 | 40 | years | Good condition; limited distribution | No issues | 15 | years | 50 | years | 35 | years | 1 | 35 |  | 1 | 6085.4365 |  | 1 | 65184.5208 | 35 | 50 | 1862.4149 | 1862.4149 | 1862.4149 | 1862.4149 | 1862.4149 | 1862.4149 | 1862.4149 | 1862.4149 | 1862.4149 | 1862.4149 | 1862.4149 | 1862.4149 | 1862.4149 | 1862.4149 | 1862.4149 | 1862.4149 | 1862.4149 | 1862.4149 | 1862.4149 | 1862.4149 | 1862.4149 | 1862.4149 | 1862.4149 | 1862.4149 | 1862.4149 | 1862.4149 | 1862.4149 | 1862.4149 | 1862.4149 | 1862.4149 | 1862.4149 | 1862.4149 | 1862.4149 | 1862.4149 | 1862.4149 | 38582.7053 | 38582.7053 | 38582.7053 | 38582.7053 | 38582.7053 | 38582.7053 | 38582.7053 | 38582.7053 | 38582.7053 | 38582.7053 | bar: 2026 to 2115
Dist | 2 | Sector 7 Meters | [91 empty] | 42 |  |  | 20 | years |  |  | 2 | years | 20 | years | 18 | years | 2 | 36 |  | 11 | 42000 |  | 11 | 142196.1518 | 18 | 20 | 7899.7862 | 7899.7862 | 7899.7862 | 7899.7862 | 7899.7862 | 7899.7862 | 7899.7862 | 7899.7862 | 7899.7862 | 7899.7862 | 7899.7862 | 7899.7862 | 7899.7862 | 7899.7862 | 7899.7862 | 7899.7862 | 7899.7862 | 7899.7862 | 27564.1833 | 27564.1833 | 27564.1833 | 27564.1833 | 27564.1833 | 27564.1833 | 27564.1833 | 27564.1833 | 27564.1833 | 27564.1833 | 27564.1833 | 27564.1833 | 27564.1833 | 27564.1833 | 27564.1833 | 27564.1833 | 27564.1833 | 27564.1833 | 27564.1833 | 27564.1833 | 106864.2421 | 106864.2421 | 106864.2421 | 106864.2421 | 106864.2421 | 106864.2421 | 106864.2421 | bar: 2026 to 2115
Supply | 4 | Well #1 | [91 empty] | 1 | 33.4302 | -88.8018 | 35 | years | Well is currently inoperable, but is being refurbished | Well should be maintained better in the future than in the past | 40 | years | 40 | years | 40 | years | 1 | 40 |  | 19 | 1000000 |  | 19 | 15030539.26 | 40 | 40 | 375763.4815 | 375763.4815 | 375763.4815 | 375763.4815 | 375763.4815 | 375763.4815 | 375763.4815 | 375763.4815 | 375763.4815 | 375763.4815 | 375763.4815 | 375763.4815 | 375763.4815 | 375763.4815 | 375763.4815 | 375763.4815 | 375763.4815 | 375763.4815 | 375763.4815 | 375763.4815 | 375763.4815 | 375763.4815 | 375763.4815 | 375763.4815 | 375763.4815 | 375763.4815 | 375763.4815 | 375763.4815 | 375763.4815 | 375763.4815 | 375763.4815 | 375763.4815 | 375763.4815 | 375763.4815 | 375763.4815 | 375763.4815 | 375763.4815 | 375763.4815 | 375763.4815 | 375763.4815 | 5647927.7612 | 5647927.7612 | 5647927.7612 | 5647927.7612 | 5647927.7612 | bar: 2026 to 2115
Dist | 3 | 4” valve – southeast corner of New Light Road and Gray Road | [91 empty] | 1 | 33.4301 | -88.8019 | 40 | years | Needs replacement for future expansion | Exercised properly, no service issues | 25 | years | 40 | years | 15 | years | 3 | 45 |  | 9 | 1750 |  | 10 | 6630.9645 | 15 | 40 | 442.0643 | 442.0643 | 442.0643 | 442.0643 | 442.0643 | 442.0643 | 442.0643 | 442.0643 | 442.0643 | 442.0643 | 442.0643 | 442.0643 | 442.0643 | 442.0643 | 442.0643 | 2491.6743 | 2491.6743 | 2491.6743 | 2491.6743 | 2491.6743 | 2491.6743 | 2491.6743 | 2491.6743 | 2491.6743 | 2491.6743 | 2491.6743 | 2491.6743 | 2491.6743 | 2491.6743 | 2491.6743 | 2491.6743 | 2491.6743 | 2491.6743 | 2491.6743 | 2491.6743 | 2491.6743 | 2491.6743 | 2491.6743 | 2491.6743 | 2491.6743 | 2491.6743 | 2491.6743 | 2491.6743 | 2491.6743 | 2491.6743 | bar: 2026 to 2115
Dist | 3 | 4" valve - southeast corner of Gray Road and New Light Road | [91 empty] | 1 | 33.8636 | -88.2173 | 40 |  | Needs replacement for future expansion | Exercised properly, no service issues | 25 | years | 40 | years | 15 | years | 3 | 45 |  | 9 | 1750 |  | 10 | 6630.9645 | 15 | 40 | 442.0643 | 442.0643 | 442.0643 | 442.0643 | 442.0643 | 442.0643 | 442.0643 | 442.0643 | 442.0643 | 442.0643 | 442.0643 | 442.0643 | 442.0643 | 442.0643 | 442.0643 | 2491.6743 | 2491.6743 | 2491.6743 | 2491.6743 | 2491.6743 | 2491.6743 | 2491.6743 | 2491.6743 | 2491.6743 | 2491.6743 | 2491.6743 | 2491.6743 | 2491.6743 | 2491.6743 | 2491.6743 | 2491.6743 | 2491.6743 | 2491.6743 | 2491.6743 | 2491.6743 | 2491.6743 | 2491.6743 | 2491.6743 | 2491.6743 | 2491.6743 | 2491.6743 | 2491.6743 | 2491.6743 | 2491.6743 | 2491.6743 | bar: 2026 to 2115
Dist | 3 | 4" valve - Well #1 Valve 1 | [91 empty] | 1 | 33.3199 | -88.8319 | 40 |  | Needs replacement for future expansion | Exercised properly, no service issues | 25 | years | 40 | years | 15 | years | 3 | 45 |  | 9 | 1750 |  | 9 | 4835.0783 | 15 | 40 | 322.3386 | 322.3386 | 322.3386 | 322.3386 | 322.3386 | 322.3386 | 322.3386 | 322.3386 | 322.3386 | 322.3386 | 322.3386 | 322.3386 | 322.3386 | 322.3386 | 322.3386 | 1816.8458 | 1816.8458 | 1816.8458 | 1816.8458 | 1816.8458 | 1816.8458 | 1816.8458 | 1816.8458 | 1816.8458 | 1816.8458 | 1816.8458 | 1816.8458 | 1816.8458 | 1816.8458 | 1816.8458 | 1816.8458 | 1816.8458 | 1816.8458 | 1816.8458 | 1816.8458 | 1816.8458 | 1816.8458 | 1816.8458 | 1816.8458 | 1816.8458 | 1816.8458 | 1816.8458 | 1816.8458 | 1816.8458 | 1816.8458 | bar: 2026 to 2115
Dist | 3 | 4" valve - Well #1 Valve 2 | [91 empty] | 1 | 33.0888 | -88.297 | 40 |  | Needs replacement for future expansion | Exercised properly, no service issues | 25 | years | 40 | years | 15 | years | 3 | 45 |  | 9 | 1750 |  | 9 | 4835.0783 | 15 | 40 | 322.3386 | 322.3386 | 322.3386 | 322.3386 | 322.3386 | 322.3386 | 322.3386 | 322.3386 | 322.3386 | 322.3386 | 322.3386 | 322.3386 | 322.3386 | 322.3386 | 322.3386 | 1816.8458 | 1816.8458 | 1816.8458 | 1816.8458 | 1816.8458 | 1816.8458 | 1816.8458 | 1816.8458 | 1816.8458 | 1816.8458 | 1816.8458 | 1816.8458 | 1816.8458 | 1816.8458 | 1816.8458 | 1816.8458 | 1816.8458 | 1816.8458 | 1816.8458 | 1816.8458 | 1816.8458 | 1816.8458 | 1816.8458 | 1816.8458 | 1816.8458 | 1816.8458 | 1816.8458 | 1816.8458 | 1816.8458 | 1816.8458 | bar: 2026 to 2115
Dist | 3 | 4" valve - Well #1 Valve 3 | [91 empty] | 1 | 33.0811 | -88.4659 | 40 |  | Needs replacement for future expansion | Exercised properly, no service issues | 25 | years | 40 | years | 15 | years | 3 | 45 |  | 9 | 1750 |  | 9 | 4835.0783 | 15 | 40 | 322.3386 | 322.3386 | 322.3386 | 322.3386 | 322.3386 | 322.3386 | 322.3386 | 322.3386 | 322.3386 | 322.3386 | 322.3386 | 322.3386 | 322.3386 | 322.3386 | 322.3386 | 1816.8458 | 1816.8458 | 1816.8458 | 1816.8458 | 1816.8458 | 1816.8458 | 1816.8458 | 1816.8458 | 1816.8458 | 1816.8458 | 1816.8458 | 1816.8458 | 1816.8458 | 1816.8458 | 1816.8458 | 1816.8458 | 1816.8458 | 1816.8458 | 1816.8458 | 1816.8458 | 1816.8458 | 1816.8458 | 1816.8458 | 1816.8458 | 1816.8458 | 1816.8458 | 1816.8458 | 1816.8458 | 1816.8458 | 1816.8458 | bar: 2026 to 2115
Dist | 3 | 6" valve - northeast corner of New Light Road and Longview-Adaton Road | [91 empty] | 1 | 33.2219 | -88.9244 | 40 |  | Good condition | Exercised properly, no service issues | 25 | years | 40 | years | 15 | years | 3 | 45 |  | 10 | 2400 |  | 10 | 6630.9645 | 15 | 40 | 442.0643 | 442.0643 | 442.0643 | 442.0643 | 442.0643 | 442.0643 | 442.0643 | 442.0643 | 442.0643 | 442.0643 | 442.0643 | 442.0643 | 442.0643 | 442.0643 | 442.0643 | 2491.6743 | 2491.6743 | 2491.6743 | 2491.6743 | 2491.6743 | 2491.6743 | 2491.6743 | 2491.6743 | 2491.6743 | 2491.6743 | 2491.6743 | 2491.6743 | 2491.6743 | 2491.6743 | 2491.6743 | 2491.6743 | 2491.6743 | 2491.6743 | 2491.6743 | 2491.6743 | 2491.6743 | 2491.6743 | 2491.6743 | 2491.6743 | 2491.6743 | 2491.6743 | 2491.6743 | 2491.6743 | 2491.6743 | 2491.6743 | bar: 2026 to 2115
Dist | 3 | 6" valve - southeast corner of New Light Road and Longview-Adaton Road | [91 empty] | 1 | 33.5641 | -88.0355 | 40 |  | Good condition | Exercised properly, no service issues | 25 | years | 40 | years | 15 | years | 3 | 45 |  | 10 | 2400 |  | 10 | 6630.9645 | 15 | 40 | 442.0643 | 442.0643 | 442.0643 | 442.0643 | 442.0643 | 442.0643 | 442.0643 | 442.0643 | 442.0643 | 442.0643 | 442.0643 | 442.0643 | 442.0643 | 442.0643 | 442.0643 | 2491.6743 | 2491.6743 | 2491.6743 | 2491.6743 | 2491.6743 | 2491.6743 | 2491.6743 | 2491.6743 | 2491.6743 | 2491.6743 | 2491.6743 | 2491.6743 | 2491.6743 | 2491.6743 | 2491.6743 | 2491.6743 | 2491.6743 | 2491.6743 | 2491.6743 | 2491.6743 | 2491.6743 | 2491.6743 | 2491.6743 | 2491.6743 | 2491.6743 | 2491.6743 | 2491.6743 | 2491.6743 | 2491.6743 | 2491.6743 | bar: 2026 to 2115
Dist | 3 | 6" valve - northwest corner of Longview-Adaton Road and Morris Lane | [91 empty] | 1 | 33.6209 | -88.6906 | 40 |  | Good condition | Exercised properly, no service issues | 25 | years | 40 | years | 15 | years | 3 | 45 |  | 10 | 2400 |  | 10 | 6630.9645 | 15 | 40 | 442.0643 | 442.0643 | 442.0643 | 442.0643 | 442.0643 | 442.0643 | 442.0643 | 442.0643 | 442.0643 | 442.0643 | 442.0643 | 442.0643 | 442.0643 | 442.0643 | 442.0643 | 2491.6743 | 2491.6743 | 2491.6743 | 2491.6743 | 2491.6743 | 2491.6743 | 2491.6743 | 2491.6743 | 2491.6743 | 2491.6743 | 2491.6743 | 2491.6743 | 2491.6743 | 2491.6743 | 2491.6743 | 2491.6743 | 2491.6743 | 2491.6743 | 2491.6743 | 2491.6743 | 2491.6743 | 2491.6743 | 2491.6743 | 2491.6743 | 2491.6743 | 2491.6743 | 2491.6743 | 2491.6743 | 2491.6743 | 2491.6743 | bar: 2026 to 2115
Dist | 3 | 6" valve - north side of New Light Road and west of Burney Walker Lane | [91 empty] | 1 | 33.7783 | -88.6832 | 40 |  | Good condition | Exercised properly, no service issues | 25 | years | 40 | years | 15 | years | 3 | 45 |  | 10 | 2400 |  | 10 | 6630.9645 | 15 | 40 | 442.0643 | 442.0643 | 442.0643 | 442.0643 | 442.0643 | 442.0643 | 442.0643 | 442.0643 | 442.0643 | 442.0643 | 442.0643 | 442.0643 | 442.0643 | 442.0643 | 442.0643 | 2491.6743 | 2491.6743 | 2491.6743 | 2491.6743 | 2491.6743 | 2491.6743 | 2491.6743 | 2491.6743 | 2491.6743 | 2491.6743 | 2491.6743 | 2491.6743 | 2491.6743 | 2491.6743 | 2491.6743 | 2491.6743 | 2491.6743 | 2491.6743 | 2491.6743 | 2491.6743 | 2491.6743 | 2491.6743 | 2491.6743 | 2491.6743 | 2491.6743 | 2491.6743 | 2491.6743 | 2491.6743 | 2491.6743 | 2491.6743 | bar: 2026 to 2115
Dist | 3 | 6" valve - south side of New Light Road and east of Burney Walker Lane | [91 empty] | 1 | 33.7639 | -88.3632 | 40 |  | Good condition | Exercised properly, no service issues | 25 | years | 40 | years | 15 | years | 3 | 45 |  | 10 | 2400 |  | 10 | 6630.9645 | 15 | 40 | 442.0643 | 442.0643 | 442.0643 | 442.0643 | 442.0643 | 442.0643 | 442.0643 | 442.0643 | 442.0643 | 442.0643 | 442.0643 | 442.0643 | 442.0643 | 442.0643 | 442.0643 | 2491.6743 | 2491.6743 | 2491.6743 | 2491.6743 | 2491.6743 | 2491.6743 | 2491.6743 | 2491.6743 | 2491.6743 | 2491.6743 | 2491.6743 | 2491.6743 | 2491.6743 | 2491.6743 | 2491.6743 | 2491.6743 | 2491.6743 | 2491.6743 | 2491.6743 | 2491.6743 | 2491.6743 | 2491.6743 | 2491.6743 | 2491.6743 | 2491.6743 | 2491.6743 | 2491.6743 | 2491.6743 | 2491.6743 | 2491.6743 | bar: 2026 to 2115
Dist | 3 | 6" valve - northwest corner of New Light Road and Sykes Road | [91 empty] | 1 | 33.7556 | -88.612 | 40 |  | Good condition | Exercised properly, no service issues | 25 | years | 40 | years | 15 | years | 3 | 45 |  | 10 | 2400 |  | 10 | 6630.9645 | 15 | 40 | 442.0643 | 442.0643 | 442.0643 | 442.0643 | 442.0643 | 442.0643 | 442.0643 | 442.0643 | 442.0643 | 442.0643 | 442.0643 | 442.0643 | 442.0643 | 442.0643 | 442.0643 | 2491.6743 | 2491.6743 | 2491.6743 | 2491.6743 | 2491.6743 | 2491.6743 | 2491.6743 | 2491.6743 | 2491.6743 | 2491.6743 | 2491.6743 | 2491.6743 | 2491.6743 | 2491.6743 | 2491.6743 | 2491.6743 | 2491.6743 | 2491.6743 | 2491.6743 | 2491.6743 | 2491.6743 | 2491.6743 | 2491.6743 | 2491.6743 | 2491.6743 | 2491.6743 | 2491.6743 | 2491.6743 | 2491.6743 | 2491.6743 | bar: 2026 to 2115
Dist | 3 | 6" valve - northeast corner of New Light Road and Sykes Road | [91 empty] | 1 | 33.3556 | -88.273 | 40 |  | Good condition | Exercised properly, no service issues | 25 | years | 40 | years | 15 | years | 3 | 45 |  | 10 | 2400 |  | 10 | 6630.9645 | 15 | 40 | 442.0643 | 442.0643 | 442.0643 | 442.0643 | 442.0643 | 442.0643 | 442.0643 | 442.0643 | 442.0643 | 442.0643 | 442.0643 | 442.0643 | 442.0643 | 442.0643 | 442.0643 | 2491.6743 | 2491.6743 | 2491.6743 | 2491.6743 | 2491.6743 | 2491.6743 | 2491.6743 | 2491.6743 | 2491.6743 | 2491.6743 | 2491.6743 | 2491.6743 | 2491.6743 | 2491.6743 | 2491.6743 | 2491.6743 | 2491.6743 | 2491.6743 | 2491.6743 | 2491.6743 | 2491.6743 | 2491.6743 | 2491.6743 | 2491.6743 | 2491.6743 | 2491.6743 | 2491.6743 | 2491.6743 | 2491.6743 | 2491.6743 | bar: 2026 to 2115
Dist | 3 | 6" valve - southeast corner of Sykes Road and Seale Road | [91 empty] | 1 | 33.82 | -88.7532 | 40 |  | Good condition | Exercised properly, no service issues | 25 | years | 40 | years | 15 | years | 3 | 45 |  | 10 | 2400 |  | 10 | 6630.9645 | 15 | 40 | 442.0643 | 442.0643 | 442.0643 | 442.0643 | 442.0643 | 442.0643 | 442.0643 | 442.0643 | 442.0643 | 442.0643 | 442.0643 | 442.0643 | 442.0643 | 442.0643 | 442.0643 | 2491.6743 | 2491.6743 | 2491.6743 | 2491.6743 | 2491.6743 | 2491.6743 | 2491.6743 | 2491.6743 | 2491.6743 | 2491.6743 | 2491.6743 | 2491.6743 | 2491.6743 | 2491.6743 | 2491.6743 | 2491.6743 | 2491.6743 | 2491.6743 | 2491.6743 | 2491.6743 | 2491.6743 | 2491.6743 | 2491.6743 | 2491.6743 | 2491.6743 | 2491.6743 | 2491.6743 | 2491.6743 | 2491.6743 | 2491.6743 | bar: 2026 to 2115
Treatment | 7 | SCADA system | [91 empty] | 1 | 33.4304 | -88.8017 | 20 | years | Good condition | Under maintenance contract | 1 | years | 20 | years | 19 | years | 3 | 57 |  | 20 | 25000 |  | 20 | 90573.8703 | 19 | 20 | 4767.0458 | 4767.0458 | 4767.0458 | 4767.0458 | 4767.0458 | 4767.0458 | 4767.0458 | 4767.0458 | 4767.0458 | 4767.0458 | 4767.0458 | 4767.0458 | 4767.0458 | 4767.0458 | 4767.0458 | 4767.0458 | 4767.0458 | 4767.0458 | 4767.0458 | 17557.4003 | 17557.4003 | 17557.4003 | 17557.4003 | 17557.4003 | 17557.4003 | 17557.4003 | 17557.4003 | 17557.4003 | 17557.4003 | 17557.4003 | 17557.4003 | 17557.4003 | 17557.4003 | 17557.4003 | 17557.4003 | 17557.4003 | 17557.4003 | 17557.4003 | 17557.4003 | 68068.7057 | 68068.7057 | 68068.7057 | 68068.7057 | 68068.7057 | 68068.7057 | bar: 2026 to 2115
Safety | 7 | Fire hydrant 1 - Longview Adaton Road | [91 empty] | 1 | 33.4307 | -88.8019 | 35 | years | Good condition | Serviced/repaired/ maintained on regular basis | 8 | years | 40 | years | 32 | years | 2 | 64 |  | 13 | 7500 |  | 13 | 65560.2971 | 32 | 40 | 2048.7593 | 2048.7593 | 2048.7593 | 2048.7593 | 2048.7593 | 2048.7593 | 2048.7593 | 2048.7593 | 2048.7593 | 2048.7593 | 2048.7593 | 2048.7593 | 2048.7593 | 2048.7593 | 2048.7593 | 2048.7593 | 2048.7593 | 2048.7593 | 2048.7593 | 2048.7593 | 2048.7593 | 2048.7593 | 2048.7593 | 2048.7593 | 2048.7593 | 2048.7593 | 2048.7593 | 2048.7593 | 2048.7593 | 2048.7593 | 2048.7593 | 2048.7593 | 24635.1655 | 24635.1655 | 24635.1655 | 24635.1655 | 24635.1655 | 24635.1655 | 24635.1655 | 24635.1655 | 24635.1655 | 24635.1655 | 24635.1655 | 24635.1655 | 24635.1655 | bar: 2026 to 2115
Safety | 7 | Fire hydrant 2 - corner of New Light Road and Longview Adaton Road | [91 empty] | 1 | 33.4308 | -88.8011 | 35 | years | Good condition | Serviced/repaired/ maintained on regular basis | 8 | years | 40 | years | 32 | years | 2 | 64 |  | 13 | 7500 |  | 13 | 65560.2971 | 32 | 40 | 2048.7593 | 2048.7593 | 2048.7593 | 2048.7593 | 2048.7593 | 2048.7593 | 2048.7593 | 2048.7593 | 2048.7593 | 2048.7593 | 2048.7593 | 2048.7593 | 2048.7593 | 2048.7593 | 2048.7593 | 2048.7593 | 2048.7593 | 2048.7593 | 2048.7593 | 2048.7593 | 2048.7593 | 2048.7593 | 2048.7593 | 2048.7593 | 2048.7593 | 2048.7593 | 2048.7593 | 2048.7593 | 2048.7593 | 2048.7593 | 2048.7593 | 2048.7593 | 24635.1655 | 24635.1655 | 24635.1655 | 24635.1655 | 24635.1655 | 24635.1655 | 24635.1655 | 24635.1655 | 24635.1655 | 24635.1655 | 24635.1655 | 24635.1655 | 24635.1655 | bar: 2026 to 2115
Safety | 7 | Fire hydrant 3 - Burney Walker Lane | 0 | 1 | 1 | 1 | 1 | 1 | 1 | 1 | 1 | 1 | 1 | 1 | 1 | 1 | 1 | 1 | 1 | 1 | 1 | 1 | 1 | 1 | 1 | 1 | 1 | 1 | 1 | 1 | 1 | 1 | 1 | 1 | 1 | 1 | 1 | 1 | 1 | 1 | 1 | 1 | 1 | 1 | 1 | 1 | 1 | 1 | 1 | 1 | 1 | 1 | 1 | 1 | 1 | 1 | 1 | 1 | 1 | 1 | 1 | 1 | 1 | 1 | 1 | 1 | 1 | 1 | 1 | 1 | 1 | 1 | 1 | 1 | 1 | 1 | 1 | 1 | 1 | 1 | 1 | 1 | 1 | 1 | 1 | 1 | 1 | 1 | 1 | 1 | 1 | 1 |  | 1 | 33.4304 | -88.8011 | 35 | years | Good condition | Serviced/repaired/ maintained on regular basis | 8 | years | 40 | years | 32 | years | 2 | 64 |  | 13 | 7500 |  | 13 | 65560.2971 | 31 | 40 | 0 | 2114.8483 | 2114.8483 | 2114.8483 | 2114.8483 | 2114.8483 | 2114.8483 | 2114.8483 | 2114.8483 | 2114.8483 | 2114.8483 | 2114.8483 | 2114.8483 | 2114.8483 | 2114.8483 | 2114.8483 | 2114.8483 | 2114.8483 | 2114.8483 | 2114.8483 | 2114.8483 | 2114.8483 | 2114.8483 | 2114.8483 | 2114.8483 | 2114.8483 | 2114.8483 | 2114.8483 | 2114.8483 | 2114.8483 | 2114.8483 | 2114.8483 | 24635.1655 | 24635.1655 | 24635.1655 | 24635.1655 | 24635.1655 | 24635.1655 | 24635.1655 | 24635.1655 | 24635.1655 | 24635.1655 | 24635.1655 | 24635.1655 | 24635.1655
Safety | 7 | Fire Hydrants | [90 empty] | FUTURE | 8 |  |  | 35 | years |  |  | 10 |  | 35 | years | 35 | years | 2 | 70 |  | 13 | 180000 |  | 13 | 354418.3062 | 10 | 35 | 35441.8306 | 35441.8306 | 35441.8306 | 35441.8306 | 35441.8306 | 35441.8306 | 35441.8306 | 35441.8306 | 35441.8306 | 35441.8306 | 35441.8306 | 35441.8306 | 35441.8306 | 35441.8306 | 35441.8306 | 35441.8306 | 35441.8306 | 35441.8306 | 35441.8306 | 35441.8306 | 35441.8306 | 35441.8306 | 35441.8306 | 35441.8306 | 35441.8306 | 35441.8306 | 35441.8306 | 35441.8306 | 35441.8306 | 35441.8306 | 35441.8306 | 35441.8306 | 35441.8306 | 35441.8306 | 35441.8306 | 108467.8029 | 108467.8029 | 108467.8029 | 108467.8029 | 108467.8029 | 108467.8029 | 108467.8029 | 108467.8029 | 108467.8029 | 108467.8029 | bar: 2026 to 2115
Safety | 7 | Fire hydrant 4 - corner of New Light Road and John High Road | [91 empty] | 1 | 33.4304 | -88.8011 | 35 | years | Good condition | Serviced/repaired/ maintained on regular basis | 8 | years | 40 | years | 32 | years | 2 | 64 |  | 13 | 7500 |  | 13 | 65560.2971 | 32 | 40 | 2048.7593 | 2048.7593 | 2048.7593 | 2048.7593 | 2048.7593 | 2048.7593 | 2048.7593 | 2048.7593 | 2048.7593 | 2048.7593 | 2048.7593 | 2048.7593 | 2048.7593 | 2048.7593 | 2048.7593 | 2048.7593 | 2048.7593 | 2048.7593 | 2048.7593 | 2048.7593 | 2048.7593 | 2048.7593 | 2048.7593 | 2048.7593 | 2048.7593 | 2048.7593 | 2048.7593 | 2048.7593 | 2048.7593 | 2048.7593 | 2048.7593 | 2048.7593 | 24635.1655 | 24635.1655 | 24635.1655 | 24635.1655 | 24635.1655 | 24635.1655 | 24635.1655 | 24635.1655 | 24635.1655 | 24635.1655 | 24635.1655 | 24635.1655 | 24635.1655 | bar: 2026 to 2115
Treatment | 5 | Well #2 fence and yard | [91 empty] | 1 | 33.2451 | -88.4557 | 50 | years | Good condition | Maintained regularly | 25 | years | 65 | years | 40 | years | 2 | 80 |  | 21 | 15000 |  | 21 | 225458.0889 | 40 | 65 | 5636.4522 | 5636.4522 | 5636.4522 | 5636.4522 | 5636.4522 | 5636.4522 | 5636.4522 | 5636.4522 | 5636.4522 | 5636.4522 | 5636.4522 | 5636.4522 | 5636.4522 | 5636.4522 | 5636.4522 | 5636.4522 | 5636.4522 | 5636.4522 | 5636.4522 | 5636.4522 | 5636.4522 | 5636.4522 | 5636.4522 | 5636.4522 | 5636.4522 | 5636.4522 | 5636.4522 | 5636.4522 | 5636.4522 | 5636.4522 | 5636.4522 | 5636.4522 | 5636.4522 | 5636.4522 | 5636.4522 | 5636.4522 | 5636.4522 | 5636.4522 | 5636.4522 | 5636.4522 | 283619.5271 | 283619.5271 | 283619.5271 | 283619.5271 | 283619.5271 | bar: 2026 to 2115
Treatment | 5 | Well #1 fence and yard | [91 empty] | 1 | 33.1468 | -88.6324 | 50 | years | Being rebuilt and landscaped | Maintained regularly | 0 | years | 50 | years | 45 | years | 2 | 90 |  | 21 | 15000 |  | 21 | 316364.4252 | 45 | 50 | 7030.3206 | 7030.3206 | 7030.3206 | 7030.3206 | 7030.3206 | 7030.3206 | 7030.3206 | 7030.3206 | 7030.3206 | 7030.3206 | 7030.3206 | 7030.3206 | 7030.3206 | 7030.3206 | 7030.3206 | 7030.3206 | 7030.3206 | 7030.3206 | 7030.3206 | 7030.3206 | 7030.3206 | 7030.3206 | 7030.3206 | 7030.3206 | 7030.3206 | 7030.3206 | 7030.3206 | 7030.3206 | 7030.3206 | 7030.3206 | 7030.3206 | 7030.3206 | 7030.3206 | 7030.3206 | 7030.3206 | 7030.3206 | 7030.3206 | 7030.3206 | 7030.3206 | 7030.3206 | 7030.3206 | 7030.3206 | 7030.3206 | 7030.3206 | 7030.3206 | bar: 2026 to 2115
Misc | 5 | 40’x60’ meeting and storage building | [91 empty] | 1 | 33.4304 | -88.8011 | 40 | years | Good condition | No issues | 5 | years | 50 | years | 45 | years | 4 | 180 |  | 23 | 150000 |  | 23 | 3163644.2519 | 45 | 50 | 70303.2056 | 70303.2056 | 70303.2056 | 70303.2056 | 70303.2056 | 70303.2056 | 70303.2056 | 70303.2056 | 70303.2056 | 70303.2056 | 70303.2056 | 70303.2056 | 70303.2056 | 70303.2056 | 70303.2056 | 70303.2056 | 70303.2056 | 70303.2056 | 70303.2056 | 70303.2056 | 70303.2056 | 70303.2056 | 70303.2056 | 70303.2056 | 70303.2056 | 70303.2056 | 70303.2056 | 70303.2056 | 70303.2056 | 70303.2056 | 70303.2056 | 70303.2056 | 70303.2056 | 70303.2056 | 70303.2056 | 70303.2056 | 70303.2056 | 70303.2056 | 70303.2056 | 70303.2056 | 70303.2056 | 70303.2056 | 70303.2056 | 70303.2056 | 70303.2056 | bar: 2026 to 2115
[111 empty] | 5321545.1565 |  |  | 35013337.6555 |  |  | 1387731.9618 | 1442467.082 | 1442467.082 | 1442467.082 | 1442467.082 | 1441727.9936 | 1441727.9936 | 1441727.9936 | 1467096.7507 | 1467096.7507 | 1732842.3554 | 1735987.1831 | 1765547.8544 | 1784013.4302 | 1797288.4244 | 2295667.6783 | 2317414.478 | 2317414.478 | 2337078.8751 | 2349869.2296 | 2581556.7653 | 2581556.7653 | 2581556.7653 | 2581556.7653 | 2581556.7653 | 7095044.0517 | 7105990.931 | 7105990.931 | 7105990.931 | 7105990.931 | 7208859.7415 | 7208859.7415 | 7546561.2738 | 7615184.728 | 7675659.7526 | 10020085.7316 | 10112420.1288 | 10112420.1288 | 10191720.1876 | 10242231.4929 | 15804011.3294 | 15834256.4826 | 15834256.4826 | 15834256.4826 | 15909859.5012

## 9 - Finance Strategy Parameters
Funding Agency | Interest Rate |  | Funding Class | Asset Type | Length of Debt Financing
DWSRF | 2.5% |  | 1 | Distribution Line | 20
CWSRF | 2.5% |  | 2 | Meters | 5
WFX | 6% |  | 3 | Valves | 5
CU | 4% |  | 4 | Well | 30
|  |  | 5 | Buildings | 30
|  |  | 6 | Tank | 10
|  |  | 7 | Other | 10
Financing Summary
Grant Financing |  | Debt Financing |  |  |  | Self-Financed
Years Until Financing is Needed | Cycle 1 Funding Amount | Years Until Financing is Needed | Length of Financing | Cycle 1 Funding Amount |  | Years Until Financing is Needed | Cycle 1 Funding Amount
5 | 17990.8 | 5 | 20 | 350428.7 |  | 5 | 210481.09
10 | 378634.57 | 15 | 20 | 1861471.07 |  | 8 | 96290.39
15 | 61840.84 | 20 | 20 | 537874.47 |  | 10 | 153581.27
25 | 85666.56 | 25 | 30 | 5440127.79 |  | 11 | 33712.27
35 | 540887.3 | 35 | 20 | 226491.72 |  | 12 | 304387.02
|  | 40 | 30 | 15030539.26 |  | 13 | 123051.5
|  | 45 | 30 | 3163644.25 |  | 14 | 108440.22
[6 empty] | 15 | 183042.21
[6 empty] | 16 | 165568.55
[6 empty] | 18 | 142196.15
[6 empty] | 19 | 90573.87
[6 empty] | 25 | 2958736.86
[6 empty] | 32 | 374695.09
[6 empty] | 35 | 354418.31
[6 empty] | 40 | 225458.09
[6 empty] | 45 | 316364.43

## 9 - Financing Strategy
|  | System Inventory Worksheet |  | Financing Strategy |  |  | Financing Terms
|  |  | Condition |  |  |  | Grant Financing |  | Debt Financing | [5 empty] | Self-Financed
System Category | Asset Category | Asset |  | Grant Financing | Debt Financing | Self-Financed | Amount of Financing | Years Until Financing is Needed | Amount of Financing | Years Until Financing is Needed | Length of Financing Terms (Years) | Funding Agency | Monthly Payment | Total Payback | Amount of Financing | Years Until Financing is Needed | Annual Amount Needed from Rates | Monthly Amount Needed from Rates
Dist | 1 | Line P23 – 2” line on west side Longview-Adaton Road heading to Morris Road – 964 ft | Very leaky; pipe is deteriorating | 1 |  |  | 17990.8 | 5 |  |  |  | DWSRF
Dist | 1 | 2” and 2½” lines on Gray Road and past Gray Road on New Light Road (18,777 feet; P-3, P-4, P-5, P-12, P-22) | Good condition, but area is gaining population; new customers can’t be serviced – need replacing |  | 1 |  |  |  | 350428.7 | 5 | 20 | DWSRF | 8784.1583 | 105409.8996
Storage | 6 | Well #1 pressure tank | Fair condition; needs painting/reconditioning |  |  | 1 | [8 empty] | 68778.85 | 8 | 8597.3563 | 716.4464
Treatment | 7 | Well #1 Chlorinator | Good condition |  |  | 1 | [8 empty] | 24932.33 | 8 | 3116.5413 | 259.7118
Dist | 1 | Line P-8 - 2.00" line on Adation-Longview Road S | Should be upgraded to 4" line | 1 |  |  | 41619.65 | 10
Dist | 1 | Line P-9 - 2.00" line on Sykes Road | Should be upgraded to 4" line | 1 |  |  | 46160.58 | 10
Dist | 1 | Line P-31 - 2.00" line on Sykes Road | Should be upgraded to 4" line | 1 |  |  | 5271.04 | 10
Dist | 1 | Line P-32 - 2.00" line on Sykes Road | Should be upgraded to 4" line | 1 |  |  | 63676.92 | 10
Dist | 1 | Line P-36 - 2.00" line on New Hope Church Road | Should be upgraded to 4" line | 1 |  |  | 26724.68 | 10
Dist | 1 | Line P-42 - 2.00" line on Adation-Longview Road S | Should be upgraded to 4" line | 1 |  |  | 22795.76 | 10
Dist | 1 | Line P-43 - 2.00" line on Adation-Longview Road S | Should be upgraded to 4" line | 1 |  |  | 38786.68 | 10
Dist | 1 | Line P-44 - 2.00" line on Adation-Longview Road S | Should be upgraded to 4" line | 1 |  |  | 24263.84 | 10
Dist | 1 | Line P-47 - 2.00" line on Sykes Road | Should be upgraded to 4" line | 1 |  |  | 72872.95 | 10
Dist | 1 | Line P-48 - 2.50" line on Sykes Road | Should be upgraded to 4" line | 1 |  |  | 29571.01 | 10
Treatment | 7 | Well #2 Chlorinator | Good condition |  |  | 1 | [8 empty] | 30551.74 | 11 | 2777.4309 | 231.4526
Dist | 1 | Line P-2 - 4.00" line on New Light Road | Should be upgraded to 6" line |  | 1 |  |  |  | 43384.83 | 15 | 20 | DWSRF | 1087.5228 | 13050.2741
Dist | 1 | Line P-6 - 2.00" line on Falcon Road | Good condition; upgrade to 4" line in the future | 1 |  |  | 61840.84 | 15
Dist | 1 | Line P-13 - 4.00" line on New Light Road | Should be upgraded to 6" line |  | 1 |  |  |  | 232321.97 | 15 | 20 | DWSRF | 5823.5897 | 69883.0762
Dist | 1 | Line P-21 - 4.00" line on New Light Road | Should be upgraded to 6" line |  | 1 |  |  |  | 225341.72 | 15 | 20 | DWSRF | 5648.6165 | 67783.3981
Dist | 1 | Line P-24 - 4.00" line on New Light Road | Should be upgraded to 6" line |  | 1 |  |  |  | 98279.55 | 15 | 20 | DWSRF | 2463.5628 | 29562.7541
Dist | 1 | Line P-25 - 4.00" line on New Light Road | Should be upgraded to 6" line |  | 1 |  |  |  | 73436.14 | 15 | 20 | DWSRF | 1840.8158 | 22089.7893
Dist | 1 | Line P-28 - 4.00" line on New Light Road | Should be upgraded to 6" line |  | 1 |  |  |  | 10961.48 | 15 | 20 | DWSRF | 274.7702 | 3297.2428
Dist | 1 | Line P-30 - 4.00" line on New Light Road | Should be upgraded to 6" line |  | 1 |  |  |  | 170188.35 | 15 | 20 | DWSRF | 4266.093 | 51193.1154
Dist | 1 | Line P-33 - 4.00" line on New Light Road | Should be upgraded to 6" line |  | 1 |  |  |  | 283205.44 | 15 | 20 | DWSRF | 7099.0801 | 85188.9614
Dist | 1 | Line P-34 - 4.00" line on New Light Road | Should be upgraded to 6" line |  | 1 |  |  |  | 11213.58 | 15 | 20 | DWSRF | 281.0896 | 3373.0752
Dist | 1 | Line P-35 - 4.00" line on New Light Road | Should be upgraded to 6" line |  | 1 |  |  |  | 76817.13 | 15 | 20 | DWSRF | 1925.5667 | 23106.8002
Dist | 1 | Line P-39 - 4.00" line on New Light Road | Should be upgraded to 6" line |  | 1 |  |  |  | 140541.93 | 15 | 20 | DWSRF | 3522.9494 | 42275.3922
Dist | 1 | Line P-40 - 4.00" line on New Light Road | Should be upgraded to 6" line |  | 1 |  |  |  | 149368.74 | 15 | 20 | DWSRF | 3744.21 | 44930.5205
Dist | 1 | Line P-45 - 4.00" line on New Light Road | Should be upgraded to 6" line |  | 1 |  |  |  | 337201.43 | 15 | 20 | DWSRF | 8452.5918 | 101431.1011
Dist | 1 | Line P-46 - 4.00" line on New Light Road | Should be upgraded to 6" line |  | 1 |  |  |  | 9208.78 | 15 | 20 | DWSRF | 230.8355 | 2770.0259
Treatment | 7 | Well #1 Chemical Feeder | Good condition |  |  | 1 | [8 empty] | 2579.21 | 8 | 322.4013 | 26.8668
Dist | 1 | Line P-1 - 3.00" line on John High Road | Should be upgraded to 4" line |  | 1 |  |  |  | 92510.2 | 20 | 20 | DWSRF | 2318.9432 | 27827.3181
Dist | 1 | Line P-49 - 3.00" line on John High Road | Should be upgraded to 4" line |  | 1 |  |  |  | 110490.96 | 20 | 20 | DWSRF | 2769.6649 | 33235.9793
Dist | 1 | Line P-50 - 3.00" line on John High Road | Should be upgraded to 4" line |  | 1 |  |  |  | 125843.86 | 20 | 20 | DWSRF | 3154.5144 | 37854.173
Dist | 1 | Line P-51 - 3.00" line on John High Road | Should be upgraded to 4" line |  | 1 |  |  |  | 130284.87 | 20 | 20 | DWSRF | 3265.8367 | 39190.0409
Dist | 1 | Line P-52 - 3.00" line on John High Road | Should be upgraded to 4" line |  | 1 |  |  |  | 78744.58 | 20 | 20 | DWSRF | 1973.8819 | 23686.5824
Storage | 6 | Well #2 - Tank 2 paint | Paint is deteriorating; soiled appearance and paint is starting to flake
Dist | 2 | Sector 1 Meters |  |  |  | 1 | [8 empty] | 153581.27 | 10 | 15358.127 | 1279.8439
Treatment | 7 | Well #2 Chemical Feeder | Good condition |  |  | 1 | [8 empty] | 3160.53 | 11 | 287.3209 | 23.9434
Dist | 2 | Sector 2 Meters |  |  |  | 1 | [8 empty] | 117245.37 | 12 | 9770.4475 | 814.204
Dist | 2 | Sector 5 Meters |  |  |  | 1 | [8 empty] | 187141.65 | 12 | 15595.1375 | 1299.5948
Dist | 1 | Line P-10 - 2.00" line beginning on corner of Sykes Road and New Light Road | Good condition; limited distribution | 1 |  |  | 85666.56 | 25
Dist | 1 | Line P-11 - 6.00" line on New Hope Church Road | Good condition |  |  | 1 | [8 empty] | 23563.22 | 25 | 942.5288 | 78.5441
Dist | 1 | Line P-14 - 6.00" line on New Light Road | Good condition |  |  | 1 | [8 empty] | 417415.28 | 25 | 16696.6112 | 1391.3843
Dist | 1 | Line P-18 - 6.00" line on New Light Road | Good condition |  |  | 1 | [8 empty] | 73077.03 | 25 | 2923.0812 | 243.5901
Dist | 1 | Line P-20 - 6.00" line on New Hope Church Road | Good condition |  |  | 1 | [8 empty] | 281693.88 | 25 | 11267.7552 | 938.9796
Dist | 1 | Line P-26 - 6.00" line on New Light Road | Good condition |  |  | 1 | [8 empty] | 286709.3 | 25 | 11468.372 | 955.6977
Dist | 1 | Line P-27 - 6.00" line on New Light Road | Good condition |  |  | 1 | [8 empty] | 23465.45 | 25 | 938.618 | 78.2182
Dist | 1 | Line P-29 - 6.00" line on New Light Road | Good condition |  |  | 1 | [8 empty] | 40243.67 | 25 | 1609.7468 | 134.1456
Dist | 1 | Line P-37 - 6.00" line on New Light Road | Good condition |  |  | 1 | [8 empty] | 10562.67 | 25 | 422.5068 | 35.2089
Dist | 1 | Line P-41 - 6.00" line on New Light Road | Good condition |  |  | 1 | [8 empty] | 940282.17 | 25 | 37611.2868 | 3134.2739
Dist | 1 | Line P-54 - 6.00" line on New Hope Church Road | Good condition |  |  | 1 | [8 empty] | 156423.42 | 25 | 6256.9368 | 521.4114
Dist | 1 | Line P-55 - 6.00" line on New Light Road | Good condition |  |  | 1 | [8 empty] | 164839.39 | 25 | 6593.5756 | 549.4646
Dist | 1 | Line P-56 - 6.00" line on New Light Road | Good condition |  |  | 1 | [8 empty] | 347781.78 | 25 | 13911.2712 | 1159.2726
Dist | 1 | Line P-57 - 4.00" line on Adation-Longview Road S | Good condition |  |  | 1 | [8 empty] | 169196.96 | 25 | 6767.8784 | 563.9899
Dist | 1 | Line P-58 - 6.00" line on New Light Road | Good condition |  |  | 1 | [8 empty] | 23482.64 | 25 | 939.3056 | 78.2755
Supply | 4 | Well #2 | Well operating at 85% capacity |  | 1 |  |  |  | 5440127.79 | 25 | 30 | DWSRF | 136021.9454 | 1632263.3454
Dist | 2 | Sector 8 Meters |  |  |  | 1 | [8 empty] | 123051.5 | 13 | 9465.5 | 788.7917
Dist | 2 | Sector 4 Meters |  |  |  | 1 | [8 empty] | 54220.11 | 14 | 3872.865 | 322.7388
Dist | 2 | Sector 10 Meters |  |  |  | 1 | [8 empty] | 54220.11 | 14 | 3872.865 | 322.7388
Dist | 3 | 2" valve - northwest corner of New Light Road and Sturgis-West Point Road | Needs replacement for future expansion | 1 |  |  | 3445.73 | 10
Dist | 3 | 2" valve - Sturgis-West Point Road | Needs replacement for future expansion | 1 |  |  | 3445.73 | 10
Dist | 2 | Sector 9 Meters |  |  |  | 1 | [8 empty] | 102227.37 | 15 | 6815.158 | 567.9298
Dist | 4 | Well #1 Booster Pump |  |  |  | 1 | [8 empty] | 210481.09 | 5 | 42096.218 | 3508.0182
Treatment | 4 | Line P-59 - 6.00" line on Well | Good condition |  |  | 1 | [8 empty] | 112453.89 | 32 | 3514.1841 | 292.8487
Dist | 2 | Sector 3 Meters |  |  |  | 1 | [8 empty] | 56175.04 | 16 | 3510.94 | 292.5783
Dist | 2 | Sector 6 Meters |  |  |  | 1 | [8 empty] | 109393.51 | 16 | 6837.0944 | 569.7579
Dist | 1 | Line P-7 - 2.00" line on Morris Road | Good condition; limited distribution | 1 |  |  | 75074.28 | 35
Dist | 1 | Line P-15 - 4.00" line on Morris Road | Good condition; limited distribution |  | 1 |  |  |  | 226491.72 | 35 | 20 | DWSRF | 5677.4434 | 68129.3212
Dist | 1 | Line P-16 - 2.00" line on Seale Road (location needs to be checked with engineer and corrected) | Good condition; limited distribution | 1 |  |  | 94347.57 | 35
Dist | 1 | Line P-17 - 2.00" line on Burney Walker Lane | Good condition; limited distribution | 1 |  |  | 183415.18 | 35
Dist | 1 | Line P-19 - 2.00" line on Augusta Drive | Good condition; limited distribution | 1 |  |  | 36054.41 | 35
Dist | 1 | Line P-38 - 2.00" line on Augusta Drive | Good condition; limited distribution | 1 |  |  | 86811.34 | 35
Dist | 1 | Line P-53 - 2.00" line on Augusta Drive | Good condition; limited distribution | 1 |  |  | 65184.52 | 35
Dist | 2 | Sector 7 Meters |  |  |  | 1 | [8 empty] | 142196.15 | 18 | 7899.7861 | 658.3155
Supply | 4 | Well #1 | Well is currently inoperable, but is being refurbished |  | 1 |  |  |  | 15030539.26 | 40 | 30 | DWSRF | 375815.2878 | 4509783.4541
Dist | 3 | 4” valve – southeast corner of New Light Road and Gray Road | Needs replacement for future expansion |  |  | 1 | [8 empty] | 6630.96 | 15 | 442.064 | 36.8387
Dist | 3 | 4" valve - southeast corner of Gray Road and New Light Road | Needs replacement for future expansion |  |  | 1 | [8 empty] | 6630.96 | 15 | 442.064 | 36.8387
Dist | 3 | 4" valve - Well #1 Valve 1 | Needs replacement for future expansion |  |  | 1 | [8 empty] | 4835.08 | 15 | 322.3387 | 26.8616
Dist | 3 | 4" valve - Well #1 Valve 2 | Needs replacement for future expansion |  |  | 1 | [8 empty] | 4835.08 | 15 | 322.3387 | 26.8616
Dist | 3 | 4" valve - Well #1 Valve 3 | Needs replacement for future expansion |  |  | 1 | [8 empty] | 4835.08 | 15 | 322.3387 | 26.8616
Dist | 3 | 6" valve - northeast corner of New Light Road and Longview-Adaton Road | Good condition |  |  | 1 | [8 empty] | 6630.96 | 15 | 442.064 | 36.8387
Dist | 3 | 6" valve - southeast corner of New Light Road and Longview-Adaton Road | Good condition |  |  | 1 | [8 empty] | 6630.96 | 15 | 442.064 | 36.8387
Dist | 3 | 6" valve - northwest corner of Longview-Adaton Road and Morris Lane | Good condition |  |  | 1 | [8 empty] | 6630.96 | 15 | 442.064 | 36.8387
Dist | 3 | 6" valve - north side of New Light Road and west of Burney Walker Lane | Good condition |  |  | 1 | [8 empty] | 6630.96 | 15 | 442.064 | 36.8387
Dist | 3 | 6" valve - south side of New Light Road and east of Burney Walker Lane | Good condition |  |  | 1 | [8 empty] | 6630.96 | 15 | 442.064 | 36.8387
Dist | 3 | 6" valve - northwest corner of New Light Road and Sykes Road | Good condition |  |  | 1 | [8 empty] | 6630.96 | 15 | 442.064 | 36.8387
Dist | 3 | 6" valve - northeast corner of New Light Road and Sykes Road | Good condition |  |  | 1 | [8 empty] | 6630.96 | 15 | 442.064 | 36.8387
Dist | 3 | 6" valve - southeast corner of Sykes Road and Seale Road | Good condition |  |  | 1 | [8 empty] | 6630.96 | 15 | 442.064 | 36.8387
Treatment | 7 | SCADA system | Good condition |  |  | 1 | [8 empty] | 90573.87 | 19 | 4767.0458 | 397.2538
Safety | 7 | Fire hydrant 1 - Longview Adaton Road | Good condition |  |  | 1 | [8 empty] | 65560.3 | 32 | 2048.7594 | 170.7299
Safety | 7 | Fire hydrant 2 - corner of New Light Road and Longview Adaton Road | Good condition |  |  | 1 | [8 empty] | 65560.3 | 32 | 2048.7594 | 170.7299
Safety | 7 | Fire hydrant 3 - Burney Walker Lane | Good condition |  |  | 1 | [8 empty] | 65560.3 | 32 | 2048.7594 | 170.7299
Safety | 7 | Fire Hydrants |  |  |  | 1 | [8 empty] | 354418.31 | 35 | 10126.2374 | 843.8531
Safety | 7 | Fire hydrant 4 - corner of New Light Road and John High Road | Good condition |  |  | 1 | [8 empty] | 65560.3 | 32 | 2048.7594 | 170.7299
Treatment | 5 | Well #2 fence and yard | Good condition |  |  | 1 | [8 empty] | 225458.09 | 40 | 5636.4523 | 469.7044
Treatment | 5 | Well #1 fence and yard | Being rebuilt and landscaped |  |  | 1 | [8 empty] | 316364.43 | 45 | 7030.3207 | 585.8601
Misc | 5 | 40’x60’ meeting and storage building | Good condition |  | 1 |  |  |  | 3163644.25 | 45 | 30 | DWSRF | 79102.0105 | 949224.1261

## Future cash Flows required
|  | System Inventory Worksheet |  | Financing Strategy |  |  | Financing Terms | [13 empty] | 1 | 2 | 3 | 4 | 5 | 6 | 7 | 8 | 9 | 10 | 11 | 12 | 13 | 14 | 15 | 16 | 17 | 18 | 19 | 20 | 21 | 22 | 23 | 24 | 25 | 26 | 27 | 28 | 29 | 30 | 31 | 32 | 33 | 34 | 35 | 36 | 37 | 38 | 39 | 40 | 41 | 42 | 43 | 44 | 45
|  |  | Condition |  |  |  | Grant Financing |  | Debt Financing | [5 empty] | Self-Financed | [5 empty] | 2026 | 2027 | 2028 | 2029 | 2030 | 2031 | 2032 | 2033 | 2034 | 2035 | 2036 | 2037 | 2038 | 2039 | 2040 | 2041 | 2042 | 2043 | 2044 | 2045 | 2046 | 2047 | 2048 | 2049 | 2050 | 2051 | 2052 | 2053 | 2054 | 2055 | 2056 | 2057 | 2058 | 2059 | 2060 | 2061 | 2062 | 2063 | 2064 | 2065 | 2066 | 2067 | 2068 | 2069 | 2070
System Category | Asset Category | Asset |  | Grant Financing | Debt Financing | Self-Financed | Amount of Financing | Years Until Financing is Needed | Amount of Financing | Years Until Financing is Needed | Length of Financing Terms (Years) | Funding Agency | Monthly Payment | Total Payback | Amount of Financing | Years Until Financing is Needed | Annual Amount Needed from Rates | Monthly Amount Needed from Rates | 1st Replacment Time Length | Adjusted Useful Life
Dist | 1 | Line P23 – 2” line on west side Longview-Adaton Road heading to Morris Road – 964 ft | Very leaky; pipe is deteriorating | 1 |  |  | 17990.8 | 5 |  |  |  | DWSRF | [6 empty] | 5 | 25 | 0 | 0 | 0 | 0 | 0 | 0 | 0 | 0 | 0 | 0 | 0 | 0 | 0 | 0 | 0 | 0 | 0 | 0 | 0 | 0 | 0 | 0 | 0 | 0 | 0 | 0 | 0 | 0 | 0 | 0 | 0 | 0 | 0 | 0 | 0 | 0 | 0 | 0 | 0 | 0 | 0 | 0 | 0 | 0 | 0
Dist | 1 | 2” and 2½” lines on Gray Road and past Gray Road on New Light Road (18,777 feet; P-3, P-4, P-5, P-12, P-22) | Good condition, but area is gaining population; new customers can’t be serviced – need replacing |  | 1 |  |  |  | 350428.7 | 5 | 20 | DWSRF | 1856.9318 | 445663.6366 |  |  |  |  | 5 | 20 | 0 | 0 | 0 | 0 | 0 | 1856.9318 | 1856.9318 | 1856.9318 | 1856.9318 | 1856.9318 | 1856.9318 | 1856.9318 | 1856.9318 | 1856.9318 | 1856.9318 | 1856.9318 | 1856.9318 | 1856.9318 | 1856.9318 | 1856.9318 | 1856.9318 | 1856.9318 | 1856.9318 | 1856.9318 | 1856.9318 | 1856.9318 | 1856.9318 | 1856.9318 | 1856.9318 | 1856.9318 | 1856.9318 | 1856.9318 | 1856.9318 | 1856.9318 | 1856.9318 | 1856.9318 | 1856.9318 | 1856.9318 | 1856.9318 | 1856.9318 | 1856.9318 | 1856.9318 | 1856.9318 | 1856.9318 | 1856.9318
Storage | 6 | Well #1 pressure tank | Fair condition; needs painting/reconditioning |  |  | 1 | [8 empty] | 68778.85 | 8 | 8597.3563 | 716.4464 | 8 | 45 | 8597.3563 | 8597.3563 | 8597.3563 | 8597.3563 | 8597.3563 | 8597.3563 | 8597.3563 | 8597.3563 | 1528.4189 | 1528.4189 | 1528.4189 | 1528.4189 | 1528.4189 | 1528.4189 | 1528.4189 | 1528.4189 | 1528.4189 | 1528.4189 | 1528.4189 | 1528.4189 | 1528.4189 | 1528.4189 | 1528.4189 | 1528.4189 | 1528.4189 | 1528.4189 | 1528.4189 | 1528.4189 | 1528.4189 | 1528.4189 | 1528.4189 | 1528.4189 | 1528.4189 | 1528.4189 | 1528.4189 | 1528.4189 | 1528.4189 | 1528.4189 | 1528.4189 | 1528.4189 | 1528.4189 | 1528.4189 | 1528.4189 | 1528.4189 | 1528.4189
Treatment | 7 | Well #1 Chlorinator | Good condition |  |  | 1 | [8 empty] | 24932.33 | 8 | 3116.5413 | 259.7118 | 8 | 12 | 3116.5413 | 3116.5413 | 3116.5413 | 3116.5413 | 3116.5413 | 3116.5413 | 3116.5413 | 3116.5413 | 2077.6942 | 2077.6942 | 2077.6942 | 2077.6942 | 2077.6942 | 2077.6942 | 2077.6942 | 2077.6942 | 2077.6942 | 2077.6942 | 2077.6942 | 2077.6942 | 2077.6942 | 2077.6942 | 2077.6942 | 2077.6942 | 2077.6942 | 2077.6942 | 2077.6942 | 2077.6942 | 2077.6942 | 2077.6942 | 2077.6942 | 2077.6942 | 2077.6942 | 2077.6942 | 2077.6942 | 2077.6942 | 2077.6942 | 2077.6942 | 2077.6942 | 2077.6942 | 2077.6942 | 2077.6942 | 2077.6942 | 2077.6942 | 2077.6942
Dist | 1 | Line P-8 - 2.00" line on Adation-Longview Road S | Should be upgraded to 4" line | 1 |  |  | 41619.65 | 10 | [10 empty] | 10 | 35 | 0 | 0 | 0 | 0 | 0 | 0 | 0 | 0 | 0 | 0 | 0 | 0 | 0 | 0 | 0 | 0 | 0 | 0 | 0 | 0 | 0 | 0 | 0 | 0 | 0 | 0 | 0 | 0 | 0 | 0 | 0 | 0 | 0 | 0 | 0 | 0 | 0 | 0 | 0 | 0 | 0 | 0 | 0 | 0 | 0
Dist | 1 | Line P-9 - 2.00" line on Sykes Road | Should be upgraded to 4" line | 1 |  |  | 46160.58 | 10 | [10 empty] | 10 | 35 | 0 | 0 | 0 | 0 | 0 | 0 | 0 | 0 | 0 | 0 | 0 | 0 | 0 | 0 | 0 | 0 | 0 | 0 | 0 | 0 | 0 | 0 | 0 | 0 | 0 | 0 | 0 | 0 | 0 | 0 | 0 | 0 | 0 | 0 | 0 | 0 | 0 | 0 | 0 | 0 | 0 | 0 | 0 | 0 | 0
Dist | 1 | Line P-31 - 2.00" line on Sykes Road | Should be upgraded to 4" line | 1 |  |  | 5271.04 | 10 | [10 empty] | 10 | 35 | 0 | 0 | 0 | 0 | 0 | 0 | 0 | 0 | 0 | 0 | 0 | 0 | 0 | 0 | 0 | 0 | 0 | 0 | 0 | 0 | 0 | 0 | 0 | 0 | 0 | 0 | 0 | 0 | 0 | 0 | 0 | 0 | 0 | 0 | 0 | 0 | 0 | 0 | 0 | 0 | 0 | 0 | 0 | 0 | 0
Dist | 1 | Line P-32 - 2.00" line on Sykes Road | Should be upgraded to 4" line | 1 |  |  | 63676.92 | 10 | [10 empty] | 10 | 35 | 0 | 0 | 0 | 0 | 0 | 0 | 0 | 0 | 0 | 0 | 0 | 0 | 0 | 0 | 0 | 0 | 0 | 0 | 0 | 0 | 0 | 0 | 0 | 0 | 0 | 0 | 0 | 0 | 0 | 0 | 0 | 0 | 0 | 0 | 0 | 0 | 0 | 0 | 0 | 0 | 0 | 0 | 0 | 0 | 0
Dist | 1 | Line P-36 - 2.00" line on New Hope Church Road | Should be upgraded to 4" line | 1 |  |  | 26724.68 | 10 | [10 empty] | 10 | 35 | 0 | 0 | 0 | 0 | 0 | 0 | 0 | 0 | 0 | 0 | 0 | 0 | 0 | 0 | 0 | 0 | 0 | 0 | 0 | 0 | 0 | 0 | 0 | 0 | 0 | 0 | 0 | 0 | 0 | 0 | 0 | 0 | 0 | 0 | 0 | 0 | 0 | 0 | 0 | 0 | 0 | 0 | 0 | 0 | 0
Dist | 1 | Line P-42 - 2.00" line on Adation-Longview Road S | Should be upgraded to 4" line | 1 |  |  | 22795.76 | 10 | [10 empty] | 10 | 35 | 0 | 0 | 0 | 0 | 0 | 0 | 0 | 0 | 0 | 0 | 0 | 0 | 0 | 0 | 0 | 0 | 0 | 0 | 0 | 0 | 0 | 0 | 0 | 0 | 0 | 0 | 0 | 0 | 0 | 0 | 0 | 0 | 0 | 0 | 0 | 0 | 0 | 0 | 0 | 0 | 0 | 0 | 0 | 0 | 0
Dist | 1 | Line P-43 - 2.00" line on Adation-Longview Road S | Should be upgraded to 4" line | 1 |  |  | 38786.68 | 10 | [10 empty] | 10 | 35 | 0 | 0 | 0 | 0 | 0 | 0 | 0 | 0 | 0 | 0 | 0 | 0 | 0 | 0 | 0 | 0 | 0 | 0 | 0 | 0 | 0 | 0 | 0 | 0 | 0 | 0 | 0 | 0 | 0 | 0 | 0 | 0 | 0 | 0 | 0 | 0 | 0 | 0 | 0 | 0 | 0 | 0 | 0 | 0 | 0
Dist | 1 | Line P-44 - 2.00" line on Adation-Longview Road S | Should be upgraded to 4" line | 1 |  |  | 24263.84 | 10 | [10 empty] | 10 | 35 | 0 | 0 | 0 | 0 | 0 | 0 | 0 | 0 | 0 | 0 | 0 | 0 | 0 | 0 | 0 | 0 | 0 | 0 | 0 | 0 | 0 | 0 | 0 | 0 | 0 | 0 | 0 | 0 | 0 | 0 | 0 | 0 | 0 | 0 | 0 | 0 | 0 | 0 | 0 | 0 | 0 | 0 | 0 | 0 | 0
Dist | 1 | Line P-47 - 2.00" line on Sykes Road | Should be upgraded to 4" line | 1 |  |  | 72872.95 | 10 | [10 empty] | 10 | 35 | 0 | 0 | 0 | 0 | 0 | 0 | 0 | 0 | 0 | 0 | 0 | 0 | 0 | 0 | 0 | 0 | 0 | 0 | 0 | 0 | 0 | 0 | 0 | 0 | 0 | 0 | 0 | 0 | 0 | 0 | 0 | 0 | 0 | 0 | 0 | 0 | 0 | 0 | 0 | 0 | 0 | 0 | 0 | 0 | 0
Dist | 1 | Line P-48 - 2.50" line on Sykes Road | Should be upgraded to 4" line | 1 |  |  | 29571.01 | 10 | [10 empty] | 10 | 35 | 0 | 0 | 0 | 0 | 0 | 0 | 0 | 0 | 0 | 0 | 0 | 0 | 0 | 0 | 0 | 0 | 0 | 0 | 0 | 0 | 0 | 0 | 0 | 0 | 0 | 0 | 0 | 0 | 0 | 0 | 0 | 0 | 0 | 0 | 0 | 0 | 0 | 0 | 0 | 0 | 0 | 0 | 0 | 0 | 0
Treatment | 7 | Well #2 Chlorinator | Good condition |  |  | 1 | [8 empty] | 30551.74 | 11 | 2777.4309 | 231.4526 | 11 | 15 | 2777.4309 | 2777.4309 | 2777.4309 | 2777.4309 | 2777.4309 | 2777.4309 | 2777.4309 | 2777.4309 | 2777.4309 | 2777.4309 | 2777.4309 | 2036.7827 | 2036.7827 | 2036.7827 | 2036.7827 | 2036.7827 | 2036.7827 | 2036.7827 | 2036.7827 | 2036.7827 | 2036.7827 | 2036.7827 | 2036.7827 | 2036.7827 | 2036.7827 | 2036.7827 | 2036.7827 | 2036.7827 | 2036.7827 | 2036.7827 | 2036.7827 | 2036.7827 | 2036.7827 | 2036.7827 | 2036.7827 | 2036.7827 | 2036.7827 | 2036.7827 | 2036.7827 | 2036.7827 | 2036.7827 | 2036.7827 | 2036.7827 | 2036.7827 | 2036.7827
Dist | 1 | Line P-2 - 4.00" line on New Light Road | Should be upgraded to 6" line |  | 1 |  |  |  | 43384.83 | 15 | 20 | DWSRF | 229.8975 | 2758.7696 |  |  |  |  | 15 | 35 | 0 | 0 | 0 | 0 | 0 | 0 | 0 | 0 | 0 | 0 | 0 | 0 | 0 | 0 | 0 | 155.0987 | 155.0987 | 155.0987 | 155.0987 | 155.0987 | 155.0987 | 155.0987 | 155.0987 | 155.0987 | 155.0987 | 155.0987 | 155.0987 | 155.0987 | 155.0987 | 155.0987 | 155.0987 | 155.0987 | 155.0987 | 155.0987 | 155.0987 | 155.0987 | 155.0987 | 155.0987 | 155.0987 | 155.0987 | 155.0987 | 155.0987 | 155.0987 | 155.0987 | 155.0987
Dist | 1 | Line P-6 - 2.00" line on Falcon Road | Good condition; upgrade to 4" line in the future | 1 |  |  | 61840.84 | 15 | [10 empty] | 15 | 35 | 0 | 0 | 0 | 0 | 0 | 0 | 0 | 0 | 0 | 0 | 0 | 0 | 0 | 0 | 0 | 0 | 0 | 0 | 0 | 0 | 0 | 0 | 0 | 0 | 0 | 0 | 0 | 0 | 0 | 0 | 0 | 0 | 0 | 0 | 0 | 0 | 0 | 0 | 0 | 0 | 0 | 0 | 0 | 0 | 0
Dist | 1 | Line P-13 - 4.00" line on New Light Road | Should be upgraded to 6" line |  | 1 |  |  |  | 232321.97 | 15 | 20 | DWSRF | 1231.0808 | 14772.9701 |  |  |  |  | 15 | 35 | 0 | 0 | 0 | 0 | 0 | 0 | 0 | 0 | 0 | 0 | 0 | 0 | 0 | 0 | 0 | 830.5399 | 830.5399 | 830.5399 | 830.5399 | 830.5399 | 830.5399 | 830.5399 | 830.5399 | 830.5399 | 830.5399 | 830.5399 | 830.5399 | 830.5399 | 830.5399 | 830.5399 | 830.5399 | 830.5399 | 830.5399 | 830.5399 | 830.5399 | 830.5399 | 830.5399 | 830.5399 | 830.5399 | 830.5399 | 830.5399 | 830.5399 | 830.5399 | 830.5399 | 830.5399
Dist | 1 | Line P-21 - 4.00" line on New Light Road | Should be upgraded to 6" line |  | 1 |  |  |  | 225341.72 | 15 | 20 | DWSRF | 1194.0923 | 14329.1075 |  |  |  |  | 15 | 35 | 0 | 0 | 0 | 0 | 0 | 0 | 0 | 0 | 0 | 0 | 0 | 0 | 0 | 0 | 0 | 805.5859 | 805.5859 | 805.5859 | 805.5859 | 805.5859 | 805.5859 | 805.5859 | 805.5859 | 805.5859 | 805.5859 | 805.5859 | 805.5859 | 805.5859 | 805.5859 | 805.5859 | 805.5859 | 805.5859 | 805.5859 | 805.5859 | 805.5859 | 805.5859 | 805.5859 | 805.5859 | 805.5859 | 805.5859 | 805.5859 | 805.5859 | 805.5859 | 805.5859 | 805.5859
Dist | 1 | Line P-24 - 4.00" line on New Light Road | Should be upgraded to 6" line |  | 1 |  |  |  | 98279.55 | 15 | 20 | DWSRF | 520.7862 | 6249.4341 |  |  |  |  | 15 | 35 | 0 | 0 | 0 | 0 | 0 | 0 | 0 | 0 | 0 | 0 | 0 | 0 | 0 | 0 | 0 | 351.3447 | 351.3447 | 351.3447 | 351.3447 | 351.3447 | 351.3447 | 351.3447 | 351.3447 | 351.3447 | 351.3447 | 351.3447 | 351.3447 | 351.3447 | 351.3447 | 351.3447 | 351.3447 | 351.3447 | 351.3447 | 351.3447 | 351.3447 | 351.3447 | 351.3447 | 351.3447 | 351.3447 | 351.3447 | 351.3447 | 351.3447 | 351.3447 | 351.3447 | 351.3447
Dist | 1 | Line P-25 - 4.00" line on New Light Road | Should be upgraded to 6" line |  | 1 |  |  |  | 73436.14 | 15 | 20 | DWSRF | 389.1402 | 4669.6828 |  |  |  |  | 15 | 35 | 0 | 0 | 0 | 0 | 0 | 0 | 0 | 0 | 0 | 0 | 0 | 0 | 0 | 0 | 0 | 262.5307 | 262.5307 | 262.5307 | 262.5307 | 262.5307 | 262.5307 | 262.5307 | 262.5307 | 262.5307 | 262.5307 | 262.5307 | 262.5307 | 262.5307 | 262.5307 | 262.5307 | 262.5307 | 262.5307 | 262.5307 | 262.5307 | 262.5307 | 262.5307 | 262.5307 | 262.5307 | 262.5307 | 262.5307 | 262.5307 | 262.5307 | 262.5307 | 262.5307 | 262.5307
Dist | 1 | Line P-28 - 4.00" line on New Light Road | Should be upgraded to 6" line |  | 1 |  |  |  | 10961.48 | 15 | 20 | DWSRF | 58.0852 | 697.0224 |  |  |  |  | 15 | 35 | 0 | 0 | 0 | 0 | 0 | 0 | 0 | 0 | 0 | 0 | 0 | 0 | 0 | 0 | 0 | 39.1868 | 39.1868 | 39.1868 | 39.1868 | 39.1868 | 39.1868 | 39.1868 | 39.1868 | 39.1868 | 39.1868 | 39.1868 | 39.1868 | 39.1868 | 39.1868 | 39.1868 | 39.1868 | 39.1868 | 39.1868 | 39.1868 | 39.1868 | 39.1868 | 39.1868 | 39.1868 | 39.1868 | 39.1868 | 39.1868 | 39.1868 | 39.1868 | 39.1868 | 39.1868
Dist | 1 | Line P-30 - 4.00" line on New Light Road | Should be upgraded to 6" line |  | 1 |  |  |  | 170188.35 | 15 | 20 | DWSRF | 901.833 | 10821.9959 |  |  |  |  | 15 | 35 | 0 | 0 | 0 | 0 | 0 | 0 | 0 | 0 | 0 | 0 | 0 | 0 | 0 | 0 | 0 | 608.4152 | 608.4152 | 608.4152 | 608.4152 | 608.4152 | 608.4152 | 608.4152 | 608.4152 | 608.4152 | 608.4152 | 608.4152 | 608.4152 | 608.4152 | 608.4152 | 608.4152 | 608.4152 | 608.4152 | 608.4152 | 608.4152 | 608.4152 | 608.4152 | 608.4152 | 608.4152 | 608.4152 | 608.4152 | 608.4152 | 608.4152 | 608.4152 | 608.4152 | 608.4152
Dist | 1 | Line P-33 - 4.00" line on New Light Road | Should be upgraded to 6" line |  | 1 |  |  |  | 283205.44 | 15 | 20 | DWSRF | 1500.7138 | 18008.5658 |  |  |  |  | 15 | 35 | 0 | 0 | 0 | 0 | 0 | 0 | 0 | 0 | 0 | 0 | 0 | 0 | 0 | 0 | 0 | 1012.4459 | 1012.4459 | 1012.4459 | 1012.4459 | 1012.4459 | 1012.4459 | 1012.4459 | 1012.4459 | 1012.4459 | 1012.4459 | 1012.4459 | 1012.4459 | 1012.4459 | 1012.4459 | 1012.4459 | 1012.4459 | 1012.4459 | 1012.4459 | 1012.4459 | 1012.4459 | 1012.4459 | 1012.4459 | 1012.4459 | 1012.4459 | 1012.4459 | 1012.4459 | 1012.4459 | 1012.4459 | 1012.4459 | 1012.4459
Dist | 1 | Line P-34 - 4.00" line on New Light Road | Should be upgraded to 6" line |  | 1 |  |  |  | 11213.58 | 15 | 20 | DWSRF | 59.4211 | 713.053 |  |  |  |  | 15 | 35 | 0 | 0 | 0 | 0 | 0 | 0 | 0 | 0 | 0 | 0 | 0 | 0 | 0 | 0 | 0 | 40.088 | 40.088 | 40.088 | 40.088 | 40.088 | 40.088 | 40.088 | 40.088 | 40.088 | 40.088 | 40.088 | 40.088 | 40.088 | 40.088 | 40.088 | 40.088 | 40.088 | 40.088 | 40.088 | 40.088 | 40.088 | 40.088 | 40.088 | 40.088 | 40.088 | 40.088 | 40.088 | 40.088 | 40.088 | 40.088
Dist | 1 | Line P-35 - 4.00" line on New Light Road | Should be upgraded to 6" line |  | 1 |  |  |  | 76817.13 | 15 | 20 | DWSRF | 407.0562 | 4884.6743 |  |  |  |  | 15 | 35 | 0 | 0 | 0 | 0 | 0 | 0 | 0 | 0 | 0 | 0 | 0 | 0 | 0 | 0 | 0 | 274.6176 | 274.6176 | 274.6176 | 274.6176 | 274.6176 | 274.6176 | 274.6176 | 274.6176 | 274.6176 | 274.6176 | 274.6176 | 274.6176 | 274.6176 | 274.6176 | 274.6176 | 274.6176 | 274.6176 | 274.6176 | 274.6176 | 274.6176 | 274.6176 | 274.6176 | 274.6176 | 274.6176 | 274.6176 | 274.6176 | 274.6176 | 274.6176 | 274.6176 | 274.6176
Dist | 1 | Line P-39 - 4.00" line on New Light Road | Should be upgraded to 6" line |  | 1 |  |  |  | 140541.93 | 15 | 20 | DWSRF | 744.7358 | 8936.829 |  |  |  |  | 15 | 35 | 0 | 0 | 0 | 0 | 0 | 0 | 0 | 0 | 0 | 0 | 0 | 0 | 0 | 0 | 0 | 502.4307 | 502.4307 | 502.4307 | 502.4307 | 502.4307 | 502.4307 | 502.4307 | 502.4307 | 502.4307 | 502.4307 | 502.4307 | 502.4307 | 502.4307 | 502.4307 | 502.4307 | 502.4307 | 502.4307 | 502.4307 | 502.4307 | 502.4307 | 502.4307 | 502.4307 | 502.4307 | 502.4307 | 502.4307 | 502.4307 | 502.4307 | 502.4307 | 502.4307 | 502.4307
Dist | 1 | Line P-40 - 4.00" line on New Light Road | Should be upgraded to 6" line |  | 1 |  |  |  | 149368.74 | 15 | 20 | DWSRF | 791.5093 | 9498.1113 |  |  |  |  | 15 | 35 | 0 | 0 | 0 | 0 | 0 | 0 | 0 | 0 | 0 | 0 | 0 | 0 | 0 | 0 | 0 | 533.9861 | 533.9861 | 533.9861 | 533.9861 | 533.9861 | 533.9861 | 533.9861 | 533.9861 | 533.9861 | 533.9861 | 533.9861 | 533.9861 | 533.9861 | 533.9861 | 533.9861 | 533.9861 | 533.9861 | 533.9861 | 533.9861 | 533.9861 | 533.9861 | 533.9861 | 533.9861 | 533.9861 | 533.9861 | 533.9861 | 533.9861 | 533.9861 | 533.9861 | 533.9861
Dist | 1 | Line P-45 - 4.00" line on New Light Road | Should be upgraded to 6" line |  | 1 |  |  |  | 337201.43 | 15 | 20 | DWSRF | 1786.8401 | 21442.0816 |  |  |  |  | 15 | 35 | 0 | 0 | 0 | 0 | 0 | 0 | 0 | 0 | 0 | 0 | 0 | 0 | 0 | 0 | 0 | 1205.479 | 1205.479 | 1205.479 | 1205.479 | 1205.479 | 1205.479 | 1205.479 | 1205.479 | 1205.479 | 1205.479 | 1205.479 | 1205.479 | 1205.479 | 1205.479 | 1205.479 | 1205.479 | 1205.479 | 1205.479 | 1205.479 | 1205.479 | 1205.479 | 1205.479 | 1205.479 | 1205.479 | 1205.479 | 1205.479 | 1205.479 | 1205.479 | 1205.479 | 1205.479
Dist | 1 | Line P-46 - 4.00" line on New Light Road | Should be upgraded to 6" line |  | 1 |  |  |  | 9208.78 | 15 | 20 | DWSRF | 48.7976 | 585.5711 |  |  |  |  | 15 | 35 | 0 | 0 | 0 | 0 | 0 | 0 | 0 | 0 | 0 | 0 | 0 | 0 | 0 | 0 | 0 | 32.9209 | 32.9209 | 32.9209 | 32.9209 | 32.9209 | 32.9209 | 32.9209 | 32.9209 | 32.9209 | 32.9209 | 32.9209 | 32.9209 | 32.9209 | 32.9209 | 32.9209 | 32.9209 | 32.9209 | 32.9209 | 32.9209 | 32.9209 | 32.9209 | 32.9209 | 32.9209 | 32.9209 | 32.9209 | 32.9209 | 32.9209 | 32.9209 | 32.9209 | 32.9209
Treatment | 7 | Well #1 Chemical Feeder | Good condition |  |  | 1 | [8 empty] | 2579.21 | 8 | 322.4013 | 26.8668 | 8 | 12 | 322.4013 | 322.4013 | 322.4013 | 322.4013 | 322.4013 | 322.4013 | 322.4013 | 322.4013 | 214.9342 | 214.9342 | 214.9342 | 214.9342 | 214.9342 | 214.9342 | 214.9342 | 214.9342 | 214.9342 | 214.9342 | 214.9342 | 214.9342 | 214.9342 | 214.9342 | 214.9342 | 214.9342 | 214.9342 | 214.9342 | 214.9342 | 214.9342 | 214.9342 | 214.9342 | 214.9342 | 214.9342 | 214.9342 | 214.9342 | 214.9342 | 214.9342 | 214.9342 | 214.9342 | 214.9342 | 214.9342 | 214.9342 | 214.9342 | 214.9342 | 214.9342 | 214.9342
Dist | 1 | Line P-1 - 3.00" line on John High Road | Should be upgraded to 4" line |  | 1 |  |  |  | 92510.2 | 20 | 20 | DWSRF | 490.2142 | 5882.5707 |  |  |  |  | 20 | 45 | 0 | 0 | 0 | 0 | 0 | 0 | 0 | 0 | 0 | 0 | 0 | 0 | 0 | 0 | 0 | 0 | 0 | 0 | 0 | 0 | 285.5391 | 285.5391 | 285.5391 | 285.5391 | 285.5391 | 285.5391 | 285.5391 | 285.5391 | 285.5391 | 285.5391 | 285.5391 | 285.5391 | 285.5391 | 285.5391 | 285.5391 | 285.5391 | 285.5391 | 285.5391 | 285.5391 | 285.5391 | 285.5391 | 285.5391 | 285.5391 | 285.5391 | 285.5391
Dist | 1 | Line P-49 - 3.00" line on John High Road | Should be upgraded to 4" line |  | 1 |  |  |  | 110490.96 | 20 | 20 | DWSRF | 585.4948 | 7025.9375 |  |  |  |  | 20 | 45 | 0 | 0 | 0 | 0 | 0 | 0 | 0 | 0 | 0 | 0 | 0 | 0 | 0 | 0 | 0 | 0 | 0 | 0 | 0 | 0 | 341.038 | 341.038 | 341.038 | 341.038 | 341.038 | 341.038 | 341.038 | 341.038 | 341.038 | 341.038 | 341.038 | 341.038 | 341.038 | 341.038 | 341.038 | 341.038 | 341.038 | 341.038 | 341.038 | 341.038 | 341.038 | 341.038 | 341.038 | 341.038 | 341.038
Dist | 1 | Line P-50 - 3.00" line on John High Road | Should be upgraded to 4" line |  | 1 |  |  |  | 125843.86 | 20 | 20 | DWSRF | 666.8503 | 8002.2031 |  |  |  |  | 20 | 45 | 0 | 0 | 0 | 0 | 0 | 0 | 0 | 0 | 0 | 0 | 0 | 0 | 0 | 0 | 0 | 0 | 0 | 0 | 0 | 0 | 388.4257 | 388.4257 | 388.4257 | 388.4257 | 388.4257 | 388.4257 | 388.4257 | 388.4257 | 388.4257 | 388.4257 | 388.4257 | 388.4257 | 388.4257 | 388.4257 | 388.4257 | 388.4257 | 388.4257 | 388.4257 | 388.4257 | 388.4257 | 388.4257 | 388.4257 | 388.4257 | 388.4257 | 388.4257
Dist | 1 | Line P-51 - 3.00" line on John High Road | Should be upgraded to 4" line |  | 1 |  |  |  | 130284.87 | 20 | 20 | DWSRF | 690.3833 | 8284.5995 |  |  |  |  | 20 | 45 | 0 | 0 | 0 | 0 | 0 | 0 | 0 | 0 | 0 | 0 | 0 | 0 | 0 | 0 | 0 | 0 | 0 | 0 | 0 | 0 | 402.1332 | 402.1332 | 402.1332 | 402.1332 | 402.1332 | 402.1332 | 402.1332 | 402.1332 | 402.1332 | 402.1332 | 402.1332 | 402.1332 | 402.1332 | 402.1332 | 402.1332 | 402.1332 | 402.1332 | 402.1332 | 402.1332 | 402.1332 | 402.1332 | 402.1332 | 402.1332 | 402.1332 | 402.1332
Dist | 1 | Line P-52 - 3.00" line on John High Road | Should be upgraded to 4" line |  | 1 |  |  |  | 78744.58 | 20 | 20 | DWSRF | 417.2698 | 5007.2377 |  |  |  |  | 20 | 45 | 0 | 0 | 0 | 0 | 0 | 0 | 0 | 0 | 0 | 0 | 0 | 0 | 0 | 0 | 0 | 0 | 0 | 0 | 0 | 0 | 243.0506 | 243.0506 | 243.0506 | 243.0506 | 243.0506 | 243.0506 | 243.0506 | 243.0506 | 243.0506 | 243.0506 | 243.0506 | 243.0506 | 243.0506 | 243.0506 | 243.0506 | 243.0506 | 243.0506 | 243.0506 | 243.0506 | 243.0506 | 243.0506 | 243.0506 | 243.0506 | 243.0506 | 243.0506
Storage | 6 | Well #2 - Tank 2 paint | Paint is deteriorating; soiled appearance and paint is starting to flake |  | 1 |  |  |  | 1476742.94 | 10 | 10 | DWSRF | 13921.2412 | 167054.8942 |  |  |  |  | 10 | 25 | 0 | 0 | 0 | 0 | 0 | 0 | 0 | 0 | 0 | 0 | 6624.9159 | 6624.9159 | 6624.9159 | 6624.9159 | 6624.9159 | 6624.9159 | 6624.9159 | 6624.9159 | 6624.9159 | 6624.9159 | 6624.9159 | 6624.9159 | 6624.9159 | 6624.9159 | 6624.9159 | 6624.9159 | 6624.9159 | 6624.9159 | 6624.9159 | 6624.9159 | 6624.9159 | 6624.9159 | 6624.9159 | 6624.9159 | 6624.9159 | 6624.9159 | 6624.9159 | 6624.9159 | 6624.9159 | 6624.9159 | 6624.9159 | 6624.9159 | 6624.9159 | 6624.9159 | 6624.9159
Dist | 2 | Sector 1 Meters |  |  |  | 1 | [8 empty] | 153581.27 | 10 | 15358.127 | 1279.8439 | 10 | 20 | 15358.127 | 15358.127 | 15358.127 | 15358.127 | 15358.127 | 15358.127 | 15358.127 | 15358.127 | 15358.127 | 15358.127 | 7679.0635 | 7679.0635 | 7679.0635 | 7679.0635 | 7679.0635 | 7679.0635 | 7679.0635 | 7679.0635 | 7679.0635 | 7679.0635 | 7679.0635 | 7679.0635 | 7679.0635 | 7679.0635 | 7679.0635 | 7679.0635 | 7679.0635 | 7679.0635 | 7679.0635 | 7679.0635 | 7679.0635 | 7679.0635 | 7679.0635 | 7679.0635 | 7679.0635 | 7679.0635 | 7679.0635 | 7679.0635 | 7679.0635 | 7679.0635 | 7679.0635 | 7679.0635 | 7679.0635 | 7679.0635 | 7679.0635
Treatment | 7 | Well #2 Chemical Feeder | Good condition |  |  | 1 | [8 empty] | 3160.53 | 11 | 287.3209 | 23.9434 | 11 | 15 | 287.3209 | 287.3209 | 287.3209 | 287.3209 | 287.3209 | 287.3209 | 287.3209 | 287.3209 | 287.3209 | 287.3209 | 287.3209 | 210.702 | 210.702 | 210.702 | 210.702 | 210.702 | 210.702 | 210.702 | 210.702 | 210.702 | 210.702 | 210.702 | 210.702 | 210.702 | 210.702 | 210.702 | 210.702 | 210.702 | 210.702 | 210.702 | 210.702 | 210.702 | 210.702 | 210.702 | 210.702 | 210.702 | 210.702 | 210.702 | 210.702 | 210.702 | 210.702 | 210.702 | 210.702 | 210.702 | 210.702
Dist | 2 | Sector 2 Meters |  |  |  | 1 | [8 empty] | 117245.37 | 12 | 9770.4475 | 814.204 | 12 | 20 | 9770.4475 | 9770.4475 | 9770.4475 | 9770.4475 | 9770.4475 | 9770.4475 | 9770.4475 | 9770.4475 | 9770.4475 | 9770.4475 | 9770.4475 | 9770.4475 | 5862.2685 | 5862.2685 | 5862.2685 | 5862.2685 | 5862.2685 | 5862.2685 | 5862.2685 | 5862.2685 | 5862.2685 | 5862.2685 | 5862.2685 | 5862.2685 | 5862.2685 | 5862.2685 | 5862.2685 | 5862.2685 | 5862.2685 | 5862.2685 | 5862.2685 | 5862.2685 | 5862.2685 | 5862.2685 | 5862.2685 | 5862.2685 | 5862.2685 | 5862.2685 | 5862.2685 | 5862.2685 | 5862.2685 | 5862.2685 | 5862.2685 | 5862.2685 | 5862.2685
Dist | 2 | Sector 5 Meters |  |  |  | 1 | [8 empty] | 187141.65 | 12 | 15595.1375 | 1299.5948 | 12 | 20 | 15595.1375 | 15595.1375 | 15595.1375 | 15595.1375 | 15595.1375 | 15595.1375 | 15595.1375 | 15595.1375 | 15595.1375 | 15595.1375 | 15595.1375 | 15595.1375 | 9357.0825 | 9357.0825 | 9357.0825 | 9357.0825 | 9357.0825 | 9357.0825 | 9357.0825 | 9357.0825 | 9357.0825 | 9357.0825 | 9357.0825 | 9357.0825 | 9357.0825 | 9357.0825 | 9357.0825 | 9357.0825 | 9357.0825 | 9357.0825 | 9357.0825 | 9357.0825 | 9357.0825 | 9357.0825 | 9357.0825 | 9357.0825 | 9357.0825 | 9357.0825 | 9357.0825 | 9357.0825 | 9357.0825 | 9357.0825 | 9357.0825 | 9357.0825 | 9357.0825
Dist | 1 | Line P-10 - 2.00" line beginning on corner of Sykes Road and New Light Road | Good condition; limited distribution | 1 |  |  | 85666.56 | 25 | [10 empty] | 25 | 50 | 0 | 0 | 0 | 0 | 0 | 0 | 0 | 0 | 0 | 0 | 0 | 0 | 0 | 0 | 0 | 0 | 0 | 0 | 0 | 0 | 0 | 0 | 0 | 0 | 0 | 0 | 0 | 0 | 0 | 0 | 0 | 0 | 0 | 0 | 0 | 0 | 0 | 0 | 0 | 0 | 0 | 0 | 0 | 0 | 0
Dist | 1 | Line P-11 - 6.00" line on New Hope Church Road | Good condition |  |  | 1 | [8 empty] | 23563.22 | 25 | 942.5288 | 78.5441 | 25 | 45 | 942.5288 | 942.5288 | 942.5288 | 942.5288 | 942.5288 | 942.5288 | 942.5288 | 942.5288 | 942.5288 | 942.5288 | 942.5288 | 942.5288 | 942.5288 | 942.5288 | 942.5288 | 942.5288 | 942.5288 | 942.5288 | 942.5288 | 942.5288 | 942.5288 | 942.5288 | 942.5288 | 942.5288 | 942.5288 | 523.6271 | 523.6271 | 523.6271 | 523.6271 | 523.6271 | 523.6271 | 523.6271 | 523.6271 | 523.6271 | 523.6271 | 523.6271 | 523.6271 | 523.6271 | 523.6271 | 523.6271 | 523.6271 | 523.6271 | 523.6271 | 523.6271 | 523.6271
Dist | 1 | Line P-14 - 6.00" line on New Light Road | Good condition |  |  | 1 | [8 empty] | 417415.28 | 25 | 16696.6112 | 1391.3843 | 25 | 45 | 16696.6112 | 16696.6112 | 16696.6112 | 16696.6112 | 16696.6112 | 16696.6112 | 16696.6112 | 16696.6112 | 16696.6112 | 16696.6112 | 16696.6112 | 16696.6112 | 16696.6112 | 16696.6112 | 16696.6112 | 16696.6112 | 16696.6112 | 16696.6112 | 16696.6112 | 16696.6112 | 16696.6112 | 16696.6112 | 16696.6112 | 16696.6112 | 16696.6112 | 9275.8951 | 9275.8951 | 9275.8951 | 9275.8951 | 9275.8951 | 9275.8951 | 9275.8951 | 9275.8951 | 9275.8951 | 9275.8951 | 9275.8951 | 9275.8951 | 9275.8951 | 9275.8951 | 9275.8951 | 9275.8951 | 9275.8951 | 9275.8951 | 9275.8951 | 9275.8951
Dist | 1 | Line P-18 - 6.00" line on New Light Road | Good condition |  |  | 1 | [8 empty] | 73077.03 | 25 | 2923.0812 | 243.5901 | 25 | 45 | 2923.0812 | 2923.0812 | 2923.0812 | 2923.0812 | 2923.0812 | 2923.0812 | 2923.0812 | 2923.0812 | 2923.0812 | 2923.0812 | 2923.0812 | 2923.0812 | 2923.0812 | 2923.0812 | 2923.0812 | 2923.0812 | 2923.0812 | 2923.0812 | 2923.0812 | 2923.0812 | 2923.0812 | 2923.0812 | 2923.0812 | 2923.0812 | 2923.0812 | 1623.934 | 1623.934 | 1623.934 | 1623.934 | 1623.934 | 1623.934 | 1623.934 | 1623.934 | 1623.934 | 1623.934 | 1623.934 | 1623.934 | 1623.934 | 1623.934 | 1623.934 | 1623.934 | 1623.934 | 1623.934 | 1623.934 | 1623.934
Dist | 1 | Line P-20 - 6.00" line on New Hope Church Road | Good condition |  |  | 1 | [8 empty] | 281693.88 | 25 | 11267.7552 | 938.9796 | 25 | 45 | 11267.7552 | 11267.7552 | 11267.7552 | 11267.7552 | 11267.7552 | 11267.7552 | 11267.7552 | 11267.7552 | 11267.7552 | 11267.7552 | 11267.7552 | 11267.7552 | 11267.7552 | 11267.7552 | 11267.7552 | 11267.7552 | 11267.7552 | 11267.7552 | 11267.7552 | 11267.7552 | 11267.7552 | 11267.7552 | 11267.7552 | 11267.7552 | 11267.7552 | 6259.864 | 6259.864 | 6259.864 | 6259.864 | 6259.864 | 6259.864 | 6259.864 | 6259.864 | 6259.864 | 6259.864 | 6259.864 | 6259.864 | 6259.864 | 6259.864 | 6259.864 | 6259.864 | 6259.864 | 6259.864 | 6259.864 | 6259.864
Dist | 1 | Line P-26 - 6.00" line on New Light Road | Good condition |  |  | 1 | [8 empty] | 286709.3 | 25 | 11468.372 | 955.6977 | 25 | 45 | 11468.372 | 11468.372 | 11468.372 | 11468.372 | 11468.372 | 11468.372 | 11468.372 | 11468.372 | 11468.372 | 11468.372 | 11468.372 | 11468.372 | 11468.372 | 11468.372 | 11468.372 | 11468.372 | 11468.372 | 11468.372 | 11468.372 | 11468.372 | 11468.372 | 11468.372 | 11468.372 | 11468.372 | 11468.372 | 6371.3178 | 6371.3178 | 6371.3178 | 6371.3178 | 6371.3178 | 6371.3178 | 6371.3178 | 6371.3178 | 6371.3178 | 6371.3178 | 6371.3178 | 6371.3178 | 6371.3178 | 6371.3178 | 6371.3178 | 6371.3178 | 6371.3178 | 6371.3178 | 6371.3178 | 6371.3178
Dist | 1 | Line P-27 - 6.00" line on New Light Road | Good condition |  |  | 1 | [8 empty] | 23465.45 | 25 | 938.618 | 78.2182 | 25 | 45 | 938.618 | 938.618 | 938.618 | 938.618 | 938.618 | 938.618 | 938.618 | 938.618 | 938.618 | 938.618 | 938.618 | 938.618 | 938.618 | 938.618 | 938.618 | 938.618 | 938.618 | 938.618 | 938.618 | 938.618 | 938.618 | 938.618 | 938.618 | 938.618 | 938.618 | 521.4544 | 521.4544 | 521.4544 | 521.4544 | 521.4544 | 521.4544 | 521.4544 | 521.4544 | 521.4544 | 521.4544 | 521.4544 | 521.4544 | 521.4544 | 521.4544 | 521.4544 | 521.4544 | 521.4544 | 521.4544 | 521.4544 | 521.4544
Dist | 1 | Line P-29 - 6.00" line on New Light Road | Good condition |  |  | 1 | [8 empty] | 40243.67 | 25 | 1609.7468 | 134.1456 | 25 | 45 | 1609.7468 | 1609.7468 | 1609.7468 | 1609.7468 | 1609.7468 | 1609.7468 | 1609.7468 | 1609.7468 | 1609.7468 | 1609.7468 | 1609.7468 | 1609.7468 | 1609.7468 | 1609.7468 | 1609.7468 | 1609.7468 | 1609.7468 | 1609.7468 | 1609.7468 | 1609.7468 | 1609.7468 | 1609.7468 | 1609.7468 | 1609.7468 | 1609.7468 | 894.3038 | 894.3038 | 894.3038 | 894.3038 | 894.3038 | 894.3038 | 894.3038 | 894.3038 | 894.3038 | 894.3038 | 894.3038 | 894.3038 | 894.3038 | 894.3038 | 894.3038 | 894.3038 | 894.3038 | 894.3038 | 894.3038 | 894.3038
Dist | 1 | Line P-37 - 6.00" line on New Light Road | Good condition |  |  | 1 | [8 empty] | 10562.67 | 25 | 422.5068 | 35.2089 | 25 | 45 | 422.5068 | 422.5068 | 422.5068 | 422.5068 | 422.5068 | 422.5068 | 422.5068 | 422.5068 | 422.5068 | 422.5068 | 422.5068 | 422.5068 | 422.5068 | 422.5068 | 422.5068 | 422.5068 | 422.5068 | 422.5068 | 422.5068 | 422.5068 | 422.5068 | 422.5068 | 422.5068 | 422.5068 | 422.5068 | 234.726 | 234.726 | 234.726 | 234.726 | 234.726 | 234.726 | 234.726 | 234.726 | 234.726 | 234.726 | 234.726 | 234.726 | 234.726 | 234.726 | 234.726 | 234.726 | 234.726 | 234.726 | 234.726 | 234.726
Dist | 1 | Line P-41 - 6.00" line on New Light Road | Good condition |  |  | 1 | [8 empty] | 940282.17 | 25 | 37611.2868 | 3134.2739 | 25 | 45 | 37611.2868 | 37611.2868 | 37611.2868 | 37611.2868 | 37611.2868 | 37611.2868 | 37611.2868 | 37611.2868 | 37611.2868 | 37611.2868 | 37611.2868 | 37611.2868 | 37611.2868 | 37611.2868 | 37611.2868 | 37611.2868 | 37611.2868 | 37611.2868 | 37611.2868 | 37611.2868 | 37611.2868 | 37611.2868 | 37611.2868 | 37611.2868 | 37611.2868 | 20895.1593 | 20895.1593 | 20895.1593 | 20895.1593 | 20895.1593 | 20895.1593 | 20895.1593 | 20895.1593 | 20895.1593 | 20895.1593 | 20895.1593 | 20895.1593 | 20895.1593 | 20895.1593 | 20895.1593 | 20895.1593 | 20895.1593 | 20895.1593 | 20895.1593 | 20895.1593
Dist | 1 | Line P-54 - 6.00" line on New Hope Church Road | Good condition |  |  | 1 | [8 empty] | 156423.42 | 25 | 6256.9368 | 521.4114 | 25 | 45 | 6256.9368 | 6256.9368 | 6256.9368 | 6256.9368 | 6256.9368 | 6256.9368 | 6256.9368 | 6256.9368 | 6256.9368 | 6256.9368 | 6256.9368 | 6256.9368 | 6256.9368 | 6256.9368 | 6256.9368 | 6256.9368 | 6256.9368 | 6256.9368 | 6256.9368 | 6256.9368 | 6256.9368 | 6256.9368 | 6256.9368 | 6256.9368 | 6256.9368 | 3476.076 | 3476.076 | 3476.076 | 3476.076 | 3476.076 | 3476.076 | 3476.076 | 3476.076 | 3476.076 | 3476.076 | 3476.076 | 3476.076 | 3476.076 | 3476.076 | 3476.076 | 3476.076 | 3476.076 | 3476.076 | 3476.076 | 3476.076
Dist | 1 | Line P-55 - 6.00" line on New Light Road | Good condition |  |  | 1 | [8 empty] | 164839.39 | 25 | 6593.5756 | 549.4646 | 25 | 45 | 6593.5756 | 6593.5756 | 6593.5756 | 6593.5756 | 6593.5756 | 6593.5756 | 6593.5756 | 6593.5756 | 6593.5756 | 6593.5756 | 6593.5756 | 6593.5756 | 6593.5756 | 6593.5756 | 6593.5756 | 6593.5756 | 6593.5756 | 6593.5756 | 6593.5756 | 6593.5756 | 6593.5756 | 6593.5756 | 6593.5756 | 6593.5756 | 6593.5756 | 3663.0976 | 3663.0976 | 3663.0976 | 3663.0976 | 3663.0976 | 3663.0976 | 3663.0976 | 3663.0976 | 3663.0976 | 3663.0976 | 3663.0976 | 3663.0976 | 3663.0976 | 3663.0976 | 3663.0976 | 3663.0976 | 3663.0976 | 3663.0976 | 3663.0976 | 3663.0976
Dist | 1 | Line P-56 - 6.00" line on New Light Road | Good condition |  |  | 1 | [8 empty] | 347781.78 | 25 | 13911.2712 | 1159.2726 | 25 | 45 | 13911.2712 | 13911.2712 | 13911.2712 | 13911.2712 | 13911.2712 | 13911.2712 | 13911.2712 | 13911.2712 | 13911.2712 | 13911.2712 | 13911.2712 | 13911.2712 | 13911.2712 | 13911.2712 | 13911.2712 | 13911.2712 | 13911.2712 | 13911.2712 | 13911.2712 | 13911.2712 | 13911.2712 | 13911.2712 | 13911.2712 | 13911.2712 | 13911.2712 | 7728.484 | 7728.484 | 7728.484 | 7728.484 | 7728.484 | 7728.484 | 7728.484 | 7728.484 | 7728.484 | 7728.484 | 7728.484 | 7728.484 | 7728.484 | 7728.484 | 7728.484 | 7728.484 | 7728.484 | 7728.484 | 7728.484 | 7728.484
Dist | 1 | Line P-57 - 4.00" line on Adation-Longview Road S | Good condition |  |  | 1 | [8 empty] | 169196.96 | 25 | 6767.8784 | 563.9899 | 25 | 45 | 6767.8784 | 6767.8784 | 6767.8784 | 6767.8784 | 6767.8784 | 6767.8784 | 6767.8784 | 6767.8784 | 6767.8784 | 6767.8784 | 6767.8784 | 6767.8784 | 6767.8784 | 6767.8784 | 6767.8784 | 6767.8784 | 6767.8784 | 6767.8784 | 6767.8784 | 6767.8784 | 6767.8784 | 6767.8784 | 6767.8784 | 6767.8784 | 6767.8784 | 3759.9324 | 3759.9324 | 3759.9324 | 3759.9324 | 3759.9324 | 3759.9324 | 3759.9324 | 3759.9324 | 3759.9324 | 3759.9324 | 3759.9324 | 3759.9324 | 3759.9324 | 3759.9324 | 3759.9324 | 3759.9324 | 3759.9324 | 3759.9324 | 3759.9324 | 3759.9324
Dist | 1 | Line P-58 - 6.00" line on New Light Road | Good condition |  |  | 1 | [8 empty] | 23482.64 | 25 | 939.3056 | 78.2755 | 25 | 45 | 939.3056 | 939.3056 | 939.3056 | 939.3056 | 939.3056 | 939.3056 | 939.3056 | 939.3056 | 939.3056 | 939.3056 | 939.3056 | 939.3056 | 939.3056 | 939.3056 | 939.3056 | 939.3056 | 939.3056 | 939.3056 | 939.3056 | 939.3056 | 939.3056 | 939.3056 | 939.3056 | 939.3056 | 939.3056 | 521.8364 | 521.8364 | 521.8364 | 521.8364 | 521.8364 | 521.8364 | 521.8364 | 521.8364 | 521.8364 | 521.8364 | 521.8364 | 521.8364 | 521.8364 | 521.8364 | 521.8364 | 521.8364 | 521.8364 | 521.8364 | 521.8364 | 521.8364
Supply | 4 | Well #2 | Well operating at 85% capacity |  | 1 |  |  |  | 5440127.79 | 25 | 30 | DWSRF | 21495.0818 | 257940.9818 |  |  |  |  | 25 | 50 | 0 | 0 | 0 | 0 | 0 | 0 | 0 | 0 | 0 | 0 | 0 | 0 | 0 | 0 | 0 | 0 | 0 | 0 | 0 | 0 | 0 | 0 | 0 | 0 | 0 | 15892.9227 | 15892.9227 | 15892.9227 | 15892.9227 | 15892.9227 | 15892.9227 | 15892.9227 | 15892.9227 | 15892.9227 | 15892.9227 | 15892.9227 | 15892.9227 | 15892.9227 | 15892.9227 | 15892.9227 | 15892.9227 | 15892.9227 | 15892.9227 | 15892.9227 | 15892.9227
Dist | 2 | Sector 8 Meters |  |  |  | 1 | [8 empty] | 123051.5 | 13 | 9465.5 | 788.7917 | 13 | 20 | 9465.5 | 9465.5 | 9465.5 | 9465.5 | 9465.5 | 9465.5 | 9465.5 | 9465.5 | 9465.5 | 9465.5 | 9465.5 | 9465.5 | 9465.5 | 6152.575 | 6152.575 | 6152.575 | 6152.575 | 6152.575 | 6152.575 | 6152.575 | 6152.575 | 6152.575 | 6152.575 | 6152.575 | 6152.575 | 6152.575 | 6152.575 | 6152.575 | 6152.575 | 6152.575 | 6152.575 | 6152.575 | 6152.575 | 6152.575 | 6152.575 | 6152.575 | 6152.575 | 6152.575 | 6152.575 | 6152.575 | 6152.575 | 6152.575 | 6152.575 | 6152.575 | 6152.575
Dist | 2 | Sector 4 Meters |  |  |  | 1 | [8 empty] | 54220.11 | 14 | 3872.865 | 322.7388 | 14 | 20 | 3872.865 | 3872.865 | 3872.865 | 3872.865 | 3872.865 | 3872.865 | 3872.865 | 3872.865 | 3872.865 | 3872.865 | 3872.865 | 3872.865 | 3872.865 | 3872.865 | 2711.0055 | 2711.0055 | 2711.0055 | 2711.0055 | 2711.0055 | 2711.0055 | 2711.0055 | 2711.0055 | 2711.0055 | 2711.0055 | 2711.0055 | 2711.0055 | 2711.0055 | 2711.0055 | 2711.0055 | 2711.0055 | 2711.0055 | 2711.0055 | 2711.0055 | 2711.0055 | 2711.0055 | 2711.0055 | 2711.0055 | 2711.0055 | 2711.0055 | 2711.0055 | 2711.0055 | 2711.0055 | 2711.0055 | 2711.0055 | 2711.0055
Dist | 2 | Sector 10 Meters |  |  |  | 1 | [8 empty] | 54220.11 | 14 | 3872.865 | 322.7388 | 14 | 20 | 3872.865 | 3872.865 | 3872.865 | 3872.865 | 3872.865 | 3872.865 | 3872.865 | 3872.865 | 3872.865 | 3872.865 | 3872.865 | 3872.865 | 3872.865 | 3872.865 | 2711.0055 | 2711.0055 | 2711.0055 | 2711.0055 | 2711.0055 | 2711.0055 | 2711.0055 | 2711.0055 | 2711.0055 | 2711.0055 | 2711.0055 | 2711.0055 | 2711.0055 | 2711.0055 | 2711.0055 | 2711.0055 | 2711.0055 | 2711.0055 | 2711.0055 | 2711.0055 | 2711.0055 | 2711.0055 | 2711.0055 | 2711.0055 | 2711.0055 | 2711.0055 | 2711.0055 | 2711.0055 | 2711.0055 | 2711.0055 | 2711.0055
Dist | 3 | 2" valve - northwest corner of New Light Road and Sturgis-West Point Road | Needs replacement for future expansion | 1 |  |  | 3445.73 | 10 | [10 empty] | 10 | 30 | 0 | 0 | 0 | 0 | 0 | 0 | 0 | 0 | 0 | 0 | 0 | 0 | 0 | 0 | 0 | 0 | 0 | 0 | 0 | 0 | 0 | 0 | 0 | 0 | 0 | 0 | 0 | 0 | 0 | 0 | 0 | 0 | 0 | 0 | 0 | 0 | 0 | 0 | 0 | 0 | 0 | 0 | 0 | 0 | 0
Dist | 3 | 2" valve - Sturgis-West Point Road | Needs replacement for future expansion | 1 |  |  | 3445.73 | 10 | [10 empty] | 10 | 30 | 0 | 0 | 0 | 0 | 0 | 0 | 0 | 0 | 0 | 0 | 0 | 0 | 0 | 0 | 0 | 0 | 0 | 0 | 0 | 0 | 0 | 0 | 0 | 0 | 0 | 0 | 0 | 0 | 0 | 0 | 0 | 0 | 0 | 0 | 0 | 0 | 0 | 0 | 0 | 0 | 0 | 0 | 0 | 0 | 0
Dist | 2 | Sector 9 Meters |  |  |  | 1 | [8 empty] | 102227.37 | 15 | 6815.158 | 567.9298 | 15 | 20 | 6815.158 | 6815.158 | 6815.158 | 6815.158 | 6815.158 | 6815.158 | 6815.158 | 6815.158 | 6815.158 | 6815.158 | 6815.158 | 6815.158 | 6815.158 | 6815.158 | 6815.158 | 5111.3685 | 5111.3685 | 5111.3685 | 5111.3685 | 5111.3685 | 5111.3685 | 5111.3685 | 5111.3685 | 5111.3685 | 5111.3685 | 5111.3685 | 5111.3685 | 5111.3685 | 5111.3685 | 5111.3685 | 5111.3685 | 5111.3685 | 5111.3685 | 5111.3685 | 5111.3685 | 5111.3685 | 5111.3685 | 5111.3685 | 5111.3685 | 5111.3685 | 5111.3685 | 5111.3685 | 5111.3685 | 5111.3685 | 5111.3685
Dist | 4 | Well #1 Booster Pump |  |  |  | 1 | [8 empty] | 210481.09 | 5 | 42096.218 | 3508.0182 | 5 | 30 | 42096.218 | 42096.218 | 42096.218 | 42096.218 | 42096.218 | 7016.0363 | 7016.0363 | 7016.0363 | 7016.0363 | 7016.0363 | 7016.0363 | 7016.0363 | 7016.0363 | 7016.0363 | 7016.0363 | 7016.0363 | 7016.0363 | 7016.0363 | 7016.0363 | 7016.0363 | 7016.0363 | 7016.0363 | 7016.0363 | 7016.0363 | 7016.0363 | 7016.0363 | 7016.0363 | 7016.0363 | 7016.0363 | 7016.0363 | 7016.0363 | 7016.0363 | 7016.0363 | 7016.0363 | 7016.0363 | 7016.0363 | 7016.0363 | 7016.0363 | 7016.0363 | 7016.0363 | 7016.0363 | 7016.0363 | 7016.0363 | 7016.0363 | 7016.0363
Treatment | 4 | Line P-59 - 6.00" line on Well | Good condition |  |  | 1 | [8 empty] | 112453.89 | 32 | 3514.1841 | 292.8487 | 32 | 50 | 3514.1841 | 3514.1841 | 3514.1841 | 3514.1841 | 3514.1841 | 3514.1841 | 3514.1841 | 3514.1841 | 3514.1841 | 3514.1841 | 3514.1841 | 3514.1841 | 3514.1841 | 3514.1841 | 3514.1841 | 3514.1841 | 3514.1841 | 3514.1841 | 3514.1841 | 3514.1841 | 3514.1841 | 3514.1841 | 3514.1841 | 3514.1841 | 3514.1841 | 3514.1841 | 3514.1841 | 3514.1841 | 3514.1841 | 3514.1841 | 3514.1841 | 3514.1841 | 2249.0778 | 2249.0778 | 2249.0778 | 2249.0778 | 2249.0778 | 2249.0778 | 2249.0778 | 2249.0778 | 2249.0778 | 2249.0778 | 2249.0778 | 2249.0778 | 2249.0778
Dist | 2 | Sector 3 Meters |  |  |  | 1 | [8 empty] | 56175.04 | 16 | 3510.94 | 292.5783 | 16 | 20 | 3510.94 | 3510.94 | 3510.94 | 3510.94 | 3510.94 | 3510.94 | 3510.94 | 3510.94 | 3510.94 | 3510.94 | 3510.94 | 3510.94 | 3510.94 | 3510.94 | 3510.94 | 3510.94 | 2808.752 | 2808.752 | 2808.752 | 2808.752 | 2808.752 | 2808.752 | 2808.752 | 2808.752 | 2808.752 | 2808.752 | 2808.752 | 2808.752 | 2808.752 | 2808.752 | 2808.752 | 2808.752 | 2808.752 | 2808.752 | 2808.752 | 2808.752 | 2808.752 | 2808.752 | 2808.752 | 2808.752 | 2808.752 | 2808.752 | 2808.752 | 2808.752 | 2808.752
Dist | 2 | Sector 6 Meters |  |  |  | 1 | [8 empty] | 109393.51 | 16 | 6837.0944 | 569.7579 | 16 | 20 | 6837.0944 | 6837.0944 | 6837.0944 | 6837.0944 | 6837.0944 | 6837.0944 | 6837.0944 | 6837.0944 | 6837.0944 | 6837.0944 | 6837.0944 | 6837.0944 | 6837.0944 | 6837.0944 | 6837.0944 | 6837.0944 | 5469.6755 | 5469.6755 | 5469.6755 | 5469.6755 | 5469.6755 | 5469.6755 | 5469.6755 | 5469.6755 | 5469.6755 | 5469.6755 | 5469.6755 | 5469.6755 | 5469.6755 | 5469.6755 | 5469.6755 | 5469.6755 | 5469.6755 | 5469.6755 | 5469.6755 | 5469.6755 | 5469.6755 | 5469.6755 | 5469.6755 | 5469.6755 | 5469.6755 | 5469.6755 | 5469.6755 | 5469.6755 | 5469.6755
Dist | 1 | Line P-7 - 2.00" line on Morris Road | Good condition; limited distribution | 1 |  |  | 75074.28 | 35 | [10 empty] | 35 | 50 | 0 | 0 | 0 | 0 | 0 | 0 | 0 | 0 | 0 | 0 | 0 | 0 | 0 | 0 | 0 | 0 | 0 | 0 | 0 | 0 | 0 | 0 | 0 | 0 | 0 | 0 | 0 | 0 | 0 | 0 | 0 | 0 | 0 | 0 | 0 | 0 | 0 | 0 | 0 | 0 | 0 | 0 | 0 | 0 | 0
Dist | 1 | Line P-15 - 4.00" line on Morris Road | Good condition; limited distribution |  | 1 |  |  |  | 226491.72 | 35 | 20 | DWSRF | 1200.1862 | 14402.2341 |  |  |  |  | 35 | 50 | 0 | 0 | 0 | 0 | 0 | 0 | 0 | 0 | 0 | 0 | 0 | 0 | 0 | 0 | 0 | 0 | 0 | 0 | 0 | 0 | 0 | 0 | 0 | 0 | 0 | 0 | 0 | 0 | 0 | 0 | 0 | 0 | 0 | 0 | 0 | 661.6785 | 661.6785 | 661.6785 | 661.6785 | 661.6785 | 661.6785 | 661.6785 | 661.6785 | 661.6785 | 661.6785
Dist | 1 | Line P-16 - 2.00" line on Seale Road (location needs to be checked with engineer and corrected) | Good condition; limited distribution | 1 |  |  | 94347.57 | 35 | [10 empty] | 35 | 50 | 0 | 0 | 0 | 0 | 0 | 0 | 0 | 0 | 0 | 0 | 0 | 0 | 0 | 0 | 0 | 0 | 0 | 0 | 0 | 0 | 0 | 0 | 0 | 0 | 0 | 0 | 0 | 0 | 0 | 0 | 0 | 0 | 0 | 0 | 0 | 0 | 0 | 0 | 0 | 0 | 0 | 0 | 0 | 0 | 0
Dist | 1 | Line P-17 - 2.00" line on Burney Walker Lane | Good condition; limited distribution | 1 |  |  | 183415.18 | 35 | [10 empty] | 35 | 50 | 0 | 0 | 0 | 0 | 0 | 0 | 0 | 0 | 0 | 0 | 0 | 0 | 0 | 0 | 0 | 0 | 0 | 0 | 0 | 0 | 0 | 0 | 0 | 0 | 0 | 0 | 0 | 0 | 0 | 0 | 0 | 0 | 0 | 0 | 0 | 0 | 0 | 0 | 0 | 0 | 0 | 0 | 0 | 0 | 0
Dist | 1 | Line P-19 - 2.00" line on Augusta Drive | Good condition; limited distribution | 1 |  |  | 36054.41 | 35 | [10 empty] | 35 | 50 | 0 | 0 | 0 | 0 | 0 | 0 | 0 | 0 | 0 | 0 | 0 | 0 | 0 | 0 | 0 | 0 | 0 | 0 | 0 | 0 | 0 | 0 | 0 | 0 | 0 | 0 | 0 | 0 | 0 | 0 | 0 | 0 | 0 | 0 | 0 | 0 | 0 | 0 | 0 | 0 | 0 | 0 | 0 | 0 | 0
Dist | 1 | Line P-38 - 2.00" line on Augusta Drive | Good condition; limited distribution | 1 |  |  | 86811.34 | 35 | [10 empty] | 35 | 50 | 0 | 0 | 0 | 0 | 0 | 0 | 0 | 0 | 0 | 0 | 0 | 0 | 0 | 0 | 0 | 0 | 0 | 0 | 0 | 0 | 0 | 0 | 0 | 0 | 0 | 0 | 0 | 0 | 0 | 0 | 0 | 0 | 0 | 0 | 0 | 0 | 0 | 0 | 0 | 0 | 0 | 0 | 0 | 0 | 0
Dist | 1 | Line P-53 - 2.00" line on Augusta Drive | Good condition; limited distribution | 1 |  |  | 65184.52 | 35 | [10 empty] | 35 | 50 | 0 | 0 | 0 | 0 | 0 | 0 | 0 | 0 | 0 | 0 | 0 | 0 | 0 | 0 | 0 | 0 | 0 | 0 | 0 | 0 | 0 | 0 | 0 | 0 | 0 | 0 | 0 | 0 | 0 | 0 | 0 | 0 | 0 | 0 | 0 | 0 | 0 | 0 | 0 | 0 | 0 | 0 | 0 | 0 | 0
Dist | 2 | Sector 7 Meters |  |  |  | 1 | [8 empty] | 142196.15 | 18 | 7899.7861 | 658.3155 | 18 | 20 | 7899.7861 | 7899.7861 | 7899.7861 | 7899.7861 | 7899.7861 | 7899.7861 | 7899.7861 | 7899.7861 | 7899.7861 | 7899.7861 | 7899.7861 | 7899.7861 | 7899.7861 | 7899.7861 | 7899.7861 | 7899.7861 | 7899.7861 | 7899.7861 | 7109.8075 | 7109.8075 | 7109.8075 | 7109.8075 | 7109.8075 | 7109.8075 | 7109.8075 | 7109.8075 | 7109.8075 | 7109.8075 | 7109.8075 | 7109.8075 | 7109.8075 | 7109.8075 | 7109.8075 | 7109.8075 | 7109.8075 | 7109.8075 | 7109.8075 | 7109.8075 | 7109.8075 | 7109.8075 | 7109.8075 | 7109.8075 | 7109.8075 | 7109.8075 | 7109.8075
Supply | 4 | Well #1 | Well is currently inoperable, but is being refurbished |  | 1 |  |  |  | 15030539.26 | 40 | 30 | DWSRF | 59388.8018 | 712665.6219 |  |  |  |  | 40 | 40 | 0 | 0 | 0 | 0 | 0 | 0 | 0 | 0 | 0 | 0 | 0 | 0 | 0 | 0 | 0 | 0 | 0 | 0 | 0 | 0 | 0 | 0 | 0 | 0 | 0 | 0 | 0 | 0 | 0 | 0 | 0 | 0 | 0 | 0 | 0 | 0 | 0 | 0 | 0 | 0 | 49567.4459 | 49567.4459 | 49567.4459 | 49567.4459 | 49567.4459
Dist | 3 | 4” valve – southeast corner of New Light Road and Gray Road | Needs replacement for future expansion |  |  | 1 | [8 empty] | 6630.96 | 15 | 442.064 | 36.8387 | 15 | 40 | 442.064 | 442.064 | 442.064 | 442.064 | 442.064 | 442.064 | 442.064 | 442.064 | 442.064 | 442.064 | 442.064 | 442.064 | 442.064 | 442.064 | 442.064 | 165.774 | 165.774 | 165.774 | 165.774 | 165.774 | 165.774 | 165.774 | 165.774 | 165.774 | 165.774 | 165.774 | 165.774 | 165.774 | 165.774 | 165.774 | 165.774 | 165.774 | 165.774 | 165.774 | 165.774 | 165.774 | 165.774 | 165.774 | 165.774 | 165.774 | 165.774 | 165.774 | 165.774 | 165.774 | 165.774
Dist | 3 | 4" valve - southeast corner of Gray Road and New Light Road | Needs replacement for future expansion |  |  | 1 | [8 empty] | 6630.96 | 15 | 442.064 | 36.8387 | 15 | 40 | 442.064 | 442.064 | 442.064 | 442.064 | 442.064 | 442.064 | 442.064 | 442.064 | 442.064 | 442.064 | 442.064 | 442.064 | 442.064 | 442.064 | 442.064 | 165.774 | 165.774 | 165.774 | 165.774 | 165.774 | 165.774 | 165.774 | 165.774 | 165.774 | 165.774 | 165.774 | 165.774 | 165.774 | 165.774 | 165.774 | 165.774 | 165.774 | 165.774 | 165.774 | 165.774 | 165.774 | 165.774 | 165.774 | 165.774 | 165.774 | 165.774 | 165.774 | 165.774 | 165.774 | 165.774
Dist | 3 | 4" valve - Well #1 Valve 1 | Needs replacement for future expansion |  |  | 1 | [8 empty] | 4835.08 | 15 | 322.3387 | 26.8616 | 15 | 40 | 322.3387 | 322.3387 | 322.3387 | 322.3387 | 322.3387 | 322.3387 | 322.3387 | 322.3387 | 322.3387 | 322.3387 | 322.3387 | 322.3387 | 322.3387 | 322.3387 | 322.3387 | 120.877 | 120.877 | 120.877 | 120.877 | 120.877 | 120.877 | 120.877 | 120.877 | 120.877 | 120.877 | 120.877 | 120.877 | 120.877 | 120.877 | 120.877 | 120.877 | 120.877 | 120.877 | 120.877 | 120.877 | 120.877 | 120.877 | 120.877 | 120.877 | 120.877 | 120.877 | 120.877 | 120.877 | 120.877 | 120.877
Dist | 3 | 4" valve - Well #1 Valve 2 | Needs replacement for future expansion |  |  | 1 | [8 empty] | 4835.08 | 15 | 322.3387 | 26.8616 | 15 | 40 | 322.3387 | 322.3387 | 322.3387 | 322.3387 | 322.3387 | 322.3387 | 322.3387 | 322.3387 | 322.3387 | 322.3387 | 322.3387 | 322.3387 | 322.3387 | 322.3387 | 322.3387 | 120.877 | 120.877 | 120.877 | 120.877 | 120.877 | 120.877 | 120.877 | 120.877 | 120.877 | 120.877 | 120.877 | 120.877 | 120.877 | 120.877 | 120.877 | 120.877 | 120.877 | 120.877 | 120.877 | 120.877 | 120.877 | 120.877 | 120.877 | 120.877 | 120.877 | 120.877 | 120.877 | 120.877 | 120.877 | 120.877
Dist | 3 | 4" valve - Well #1 Valve 3 | Needs replacement for future expansion |  |  | 1 | [8 empty] | 4835.08 | 15 | 322.3387 | 26.8616 | 15 | 40 | 322.3387 | 322.3387 | 322.3387 | 322.3387 | 322.3387 | 322.3387 | 322.3387 | 322.3387 | 322.3387 | 322.3387 | 322.3387 | 322.3387 | 322.3387 | 322.3387 | 322.3387 | 120.877 | 120.877 | 120.877 | 120.877 | 120.877 | 120.877 | 120.877 | 120.877 | 120.877 | 120.877 | 120.877 | 120.877 | 120.877 | 120.877 | 120.877 | 120.877 | 120.877 | 120.877 | 120.877 | 120.877 | 120.877 | 120.877 | 120.877 | 120.877 | 120.877 | 120.877 | 120.877 | 120.877 | 120.877 | 120.877
Dist | 3 | 6" valve - northeast corner of New Light Road and Longview-Adaton Road | Good condition |  |  | 1 | [8 empty] | 6630.96 | 15 | 442.064 | 36.8387 | 15 | 40 | 442.064 | 442.064 | 442.064 | 442.064 | 442.064 | 442.064 | 442.064 | 442.064 | 442.064 | 442.064 | 442.064 | 442.064 | 442.064 | 442.064 | 442.064 | 165.774 | 165.774 | 165.774 | 165.774 | 165.774 | 165.774 | 165.774 | 165.774 | 165.774 | 165.774 | 165.774 | 165.774 | 165.774 | 165.774 | 165.774 | 165.774 | 165.774 | 165.774 | 165.774 | 165.774 | 165.774 | 165.774 | 165.774 | 165.774 | 165.774 | 165.774 | 165.774 | 165.774 | 165.774 | 165.774
Dist | 3 | 6" valve - southeast corner of New Light Road and Longview-Adaton Road | Good condition |  |  | 1 | [8 empty] | 6630.96 | 15 | 442.064 | 36.8387 | 15 | 40 | 442.064 | 442.064 | 442.064 | 442.064 | 442.064 | 442.064 | 442.064 | 442.064 | 442.064 | 442.064 | 442.064 | 442.064 | 442.064 | 442.064 | 442.064 | 165.774 | 165.774 | 165.774 | 165.774 | 165.774 | 165.774 | 165.774 | 165.774 | 165.774 | 165.774 | 165.774 | 165.774 | 165.774 | 165.774 | 165.774 | 165.774 | 165.774 | 165.774 | 165.774 | 165.774 | 165.774 | 165.774 | 165.774 | 165.774 | 165.774 | 165.774 | 165.774 | 165.774 | 165.774 | 165.774
Dist | 3 | 6" valve - northwest corner of Longview-Adaton Road and Morris Lane | Good condition |  |  | 1 | [8 empty] | 6630.96 | 15 | 442.064 | 36.8387 | 15 | 40 | 442.064 | 442.064 | 442.064 | 442.064 | 442.064 | 442.064 | 442.064 | 442.064 | 442.064 | 442.064 | 442.064 | 442.064 | 442.064 | 442.064 | 442.064 | 165.774 | 165.774 | 165.774 | 165.774 | 165.774 | 165.774 | 165.774 | 165.774 | 165.774 | 165.774 | 165.774 | 165.774 | 165.774 | 165.774 | 165.774 | 165.774 | 165.774 | 165.774 | 165.774 | 165.774 | 165.774 | 165.774 | 165.774 | 165.774 | 165.774 | 165.774 | 165.774 | 165.774 | 165.774 | 165.774
Dist | 3 | 6" valve - north side of New Light Road and west of Burney Walker Lane | Good condition |  |  | 1 | [8 empty] | 6630.96 | 15 | 442.064 | 36.8387 | 15 | 40 | 442.064 | 442.064 | 442.064 | 442.064 | 442.064 | 442.064 | 442.064 | 442.064 | 442.064 | 442.064 | 442.064 | 442.064 | 442.064 | 442.064 | 442.064 | 165.774 | 165.774 | 165.774 | 165.774 | 165.774 | 165.774 | 165.774 | 165.774 | 165.774 | 165.774 | 165.774 | 165.774 | 165.774 | 165.774 | 165.774 | 165.774 | 165.774 | 165.774 | 165.774 | 165.774 | 165.774 | 165.774 | 165.774 | 165.774 | 165.774 | 165.774 | 165.774 | 165.774 | 165.774 | 165.774
Dist | 3 | 6" valve - south side of New Light Road and east of Burney Walker Lane | Good condition |  |  | 1 | [8 empty] | 6630.96 | 15 | 442.064 | 36.8387 | 15 | 40 | 442.064 | 442.064 | 442.064 | 442.064 | 442.064 | 442.064 | 442.064 | 442.064 | 442.064 | 442.064 | 442.064 | 442.064 | 442.064 | 442.064 | 442.064 | 165.774 | 165.774 | 165.774 | 165.774 | 165.774 | 165.774 | 165.774 | 165.774 | 165.774 | 165.774 | 165.774 | 165.774 | 165.774 | 165.774 | 165.774 | 165.774 | 165.774 | 165.774 | 165.774 | 165.774 | 165.774 | 165.774 | 165.774 | 165.774 | 165.774 | 165.774 | 165.774 | 165.774 | 165.774 | 165.774
Dist | 3 | 6" valve - northwest corner of New Light Road and Sykes Road | Good condition |  |  | 1 | [8 empty] | 6630.96 | 15 | 442.064 | 36.8387 | 15 | 40 | 442.064 | 442.064 | 442.064 | 442.064 | 442.064 | 442.064 | 442.064 | 442.064 | 442.064 | 442.064 | 442.064 | 442.064 | 442.064 | 442.064 | 442.064 | 165.774 | 165.774 | 165.774 | 165.774 | 165.774 | 165.774 | 165.774 | 165.774 | 165.774 | 165.774 | 165.774 | 165.774 | 165.774 | 165.774 | 165.774 | 165.774 | 165.774 | 165.774 | 165.774 | 165.774 | 165.774 | 165.774 | 165.774 | 165.774 | 165.774 | 165.774 | 165.774 | 165.774 | 165.774 | 165.774
Dist | 3 | 6" valve - northeast corner of New Light Road and Sykes Road | Good condition |  |  | 1 | [8 empty] | 6630.96 | 15 | 442.064 | 36.8387 | 15 | 40 | 442.064 | 442.064 | 442.064 | 442.064 | 442.064 | 442.064 | 442.064 | 442.064 | 442.064 | 442.064 | 442.064 | 442.064 | 442.064 | 442.064 | 442.064 | 165.774 | 165.774 | 165.774 | 165.774 | 165.774 | 165.774 | 165.774 | 165.774 | 165.774 | 165.774 | 165.774 | 165.774 | 165.774 | 165.774 | 165.774 | 165.774 | 165.774 | 165.774 | 165.774 | 165.774 | 165.774 | 165.774 | 165.774 | 165.774 | 165.774 | 165.774 | 165.774 | 165.774 | 165.774 | 165.774
Dist | 3 | 6" valve - southeast corner of Sykes Road and Seale Road | Good condition |  |  | 1 | [8 empty] | 6630.96 | 15 | 442.064 | 36.8387 | 15 | 40 | 442.064 | 442.064 | 442.064 | 442.064 | 442.064 | 442.064 | 442.064 | 442.064 | 442.064 | 442.064 | 442.064 | 442.064 | 442.064 | 442.064 | 442.064 | 165.774 | 165.774 | 165.774 | 165.774 | 165.774 | 165.774 | 165.774 | 165.774 | 165.774 | 165.774 | 165.774 | 165.774 | 165.774 | 165.774 | 165.774 | 165.774 | 165.774 | 165.774 | 165.774 | 165.774 | 165.774 | 165.774 | 165.774 | 165.774 | 165.774 | 165.774 | 165.774 | 165.774 | 165.774 | 165.774
Treatment | 7 | SCADA system | Good condition |  |  | 1 | [8 empty] | 90573.87 | 19 | 4767.0458 | 397.2538 | 19 | 20 | 4767.0458 | 4767.0458 | 4767.0458 | 4767.0458 | 4767.0458 | 4767.0458 | 4767.0458 | 4767.0458 | 4767.0458 | 4767.0458 | 4767.0458 | 4767.0458 | 4767.0458 | 4767.0458 | 4767.0458 | 4767.0458 | 4767.0458 | 4767.0458 | 4767.0458 | 4528.6935 | 4528.6935 | 4528.6935 | 4528.6935 | 4528.6935 | 4528.6935 | 4528.6935 | 4528.6935 | 4528.6935 | 4528.6935 | 4528.6935 | 4528.6935 | 4528.6935 | 4528.6935 | 4528.6935 | 4528.6935 | 4528.6935 | 4528.6935 | 4528.6935 | 4528.6935 | 4528.6935 | 4528.6935 | 4528.6935 | 4528.6935 | 4528.6935 | 4528.6935
Safety | 7 | Fire hydrant 1 - Longview Adaton Road | Good condition |  |  | 1 | [8 empty] | 65560.3 | 32 | 2048.7594 | 170.7299 | 32 | 40 | 2048.7594 | 2048.7594 | 2048.7594 | 2048.7594 | 2048.7594 | 2048.7594 | 2048.7594 | 2048.7594 | 2048.7594 | 2048.7594 | 2048.7594 | 2048.7594 | 2048.7594 | 2048.7594 | 2048.7594 | 2048.7594 | 2048.7594 | 2048.7594 | 2048.7594 | 2048.7594 | 2048.7594 | 2048.7594 | 2048.7594 | 2048.7594 | 2048.7594 | 2048.7594 | 2048.7594 | 2048.7594 | 2048.7594 | 2048.7594 | 2048.7594 | 2048.7594 | 1639.0075 | 1639.0075 | 1639.0075 | 1639.0075 | 1639.0075 | 1639.0075 | 1639.0075 | 1639.0075 | 1639.0075 | 1639.0075 | 1639.0075 | 1639.0075 | 1639.0075
Safety | 7 | Fire hydrant 2 - corner of New Light Road and Longview Adaton Road | Good condition |  |  | 1 | [8 empty] | 65560.3 | 32 | 2048.7594 | 170.7299 | 32 | 40 | 2048.7594 | 2048.7594 | 2048.7594 | 2048.7594 | 2048.7594 | 2048.7594 | 2048.7594 | 2048.7594 | 2048.7594 | 2048.7594 | 2048.7594 | 2048.7594 | 2048.7594 | 2048.7594 | 2048.7594 | 2048.7594 | 2048.7594 | 2048.7594 | 2048.7594 | 2048.7594 | 2048.7594 | 2048.7594 | 2048.7594 | 2048.7594 | 2048.7594 | 2048.7594 | 2048.7594 | 2048.7594 | 2048.7594 | 2048.7594 | 2048.7594 | 2048.7594 | 1639.0075 | 1639.0075 | 1639.0075 | 1639.0075 | 1639.0075 | 1639.0075 | 1639.0075 | 1639.0075 | 1639.0075 | 1639.0075 | 1639.0075 | 1639.0075 | 1639.0075
Safety | 7 | Fire hydrant 3 - Burney Walker Lane | Good condition |  |  | 1 | [8 empty] | 65560.3 | 32 | 2048.7594 | 170.7299 | 32 | 40 | 2048.7594 | 2048.7594 | 2048.7594 | 2048.7594 | 2048.7594 | 2048.7594 | 2048.7594 | 2048.7594 | 2048.7594 | 2048.7594 | 2048.7594 | 2048.7594 | 2048.7594 | 2048.7594 | 2048.7594 | 2048.7594 | 2048.7594 | 2048.7594 | 2048.7594 | 2048.7594 | 2048.7594 | 2048.7594 | 2048.7594 | 2048.7594 | 2048.7594 | 2048.7594 | 2048.7594 | 2048.7594 | 2048.7594 | 2048.7594 | 2048.7594 | 2048.7594 | 1639.0075 | 1639.0075 | 1639.0075 | 1639.0075 | 1639.0075 | 1639.0075 | 1639.0075 | 1639.0075 | 1639.0075 | 1639.0075 | 1639.0075 | 1639.0075 | 1639.0075
Safety | 7 | Fire Hydrants |  |  |  | 1 | [8 empty] | 354418.31 | 35 | 10126.2374 | 843.8531 | 35 | 35 | 10126.2374 | 10126.2374 | 10126.2374 | 10126.2374 | 10126.2374 | 10126.2374 | 10126.2374 | 10126.2374 | 10126.2374 | 10126.2374 | 10126.2374 | 10126.2374 | 10126.2374 | 10126.2374 | 10126.2374 | 10126.2374 | 10126.2374 | 10126.2374 | 10126.2374 | 10126.2374 | 10126.2374 | 10126.2374 | 10126.2374 | 10126.2374 | 10126.2374 | 10126.2374 | 10126.2374 | 10126.2374 | 10126.2374 | 10126.2374 | 10126.2374 | 10126.2374 | 10126.2374 | 10126.2374 | 10126.2374 | 10126.2374 | 10126.2374 | 10126.2374 | 10126.2374 | 10126.2374 | 10126.2374 | 10126.2374 | 10126.2374 | 10126.2374 | 10126.2374
Safety | 7 | Fire hydrant 4 - corner of New Light Road and John High Road | Good condition |  |  | 1 | [8 empty] | 65560.3 | 32 | 2048.7594 | 170.7299 | 32 | 40 | 2048.7594 | 2048.7594 | 2048.7594 | 2048.7594 | 2048.7594 | 2048.7594 | 2048.7594 | 2048.7594 | 2048.7594 | 2048.7594 | 2048.7594 | 2048.7594 | 2048.7594 | 2048.7594 | 2048.7594 | 2048.7594 | 2048.7594 | 2048.7594 | 2048.7594 | 2048.7594 | 2048.7594 | 2048.7594 | 2048.7594 | 2048.7594 | 2048.7594 | 2048.7594 | 2048.7594 | 2048.7594 | 2048.7594 | 2048.7594 | 2048.7594 | 2048.7594 | 1639.0075 | 1639.0075 | 1639.0075 | 1639.0075 | 1639.0075 | 1639.0075 | 1639.0075 | 1639.0075 | 1639.0075 | 1639.0075 | 1639.0075 | 1639.0075 | 1639.0075
Treatment | 5 | Well #2 fence and yard | Good condition |  |  | 1 | [8 empty] | 225458.09 | 40 | 5636.4523 | 469.7044 | 40 | 65 | 5636.4523 | 5636.4523 | 5636.4523 | 5636.4523 | 5636.4523 | 5636.4523 | 5636.4523 | 5636.4523 | 5636.4523 | 5636.4523 | 5636.4523 | 5636.4523 | 5636.4523 | 5636.4523 | 5636.4523 | 5636.4523 | 5636.4523 | 5636.4523 | 5636.4523 | 5636.4523 | 5636.4523 | 5636.4523 | 5636.4523 | 5636.4523 | 5636.4523 | 5636.4523 | 5636.4523 | 5636.4523 | 5636.4523 | 5636.4523 | 5636.4523 | 5636.4523 | 5636.4523 | 5636.4523 | 5636.4523 | 5636.4523 | 5636.4523 | 5636.4523 | 5636.4523 | 5636.4523 | 3468.586 | 3468.586 | 3468.586 | 3468.586 | 3468.586
Treatment | 5 | Well #1 fence and yard | Being rebuilt and landscaped |  |  | 1 | [8 empty] | 316364.43 | 45 | 7030.3207 | 585.8601 | 45 | 50 | 7030.3207 | 7030.3207 | 7030.3207 | 7030.3207 | 7030.3207 | 7030.3207 | 7030.3207 | 7030.3207 | 7030.3207 | 7030.3207 | 7030.3207 | 7030.3207 | 7030.3207 | 7030.3207 | 7030.3207 | 7030.3207 | 7030.3207 | 7030.3207 | 7030.3207 | 7030.3207 | 7030.3207 | 7030.3207 | 7030.3207 | 7030.3207 | 7030.3207 | 7030.3207 | 7030.3207 | 7030.3207 | 7030.3207 | 7030.3207 | 7030.3207 | 7030.3207 | 7030.3207 | 7030.3207 | 7030.3207 | 7030.3207 | 7030.3207 | 7030.3207 | 7030.3207 | 7030.3207 | 7030.3207 | 7030.3207 | 7030.3207 | 7030.3207 | 7030.3207
Misc | 5 | 40’x60’ meeting and storage building | Good condition |  | 1 |  |  |  | 3163644.25 | 45 | 30 | DWSRF | 12500.2196 | 150002.6352 |  |  |  |  | 45 | 50 | 0 | 0 | 0 | 0 | 0 | 0 | 0 | 0 | 0 | 0 | 0 | 0 | 0 | 0 | 0 | 0 | 0 | 0 | 0 | 0 | 0 | 0 | 0 | 0 | 0 | 0 | 0 | 0 | 0 | 0 | 0 | 0 | 0 | 0 | 0 | 0 | 0 | 0 | 0 | 0 | 0 | 0 | 0 | 0 | 0
[21 empty] | 303201.5972 | 303201.5972 | 303201.5972 | 303201.5972 | 303201.5972 | 269978.3473 | 269978.3473 | 269978.3473 | 261763.0958 | 261763.0958 | 260708.9482 | 259891.6811 | 249745.4471 | 246432.5221 | 244108.8031 | 245692.3986 | 243622.7917 | 243622.7917 | 242832.8131 | 242594.4608 | 244254.6474 | 244254.6474 | 244254.6474 | 244254.6474 | 244254.6474 | 207547.8037 | 207547.8037 | 207547.8037 | 207547.8037 | 207547.8037 | 207547.8037 | 207547.8037 | 204643.6899 | 204643.6899 | 204643.6899 | 205305.3684 | 205305.3684 | 205305.3684 | 205305.3684 | 205305.3684 | 252704.9481 | 252704.9481 | 252704.9481 | 252704.9481 | 252704.9481